## Results
storage_factor | PV_MW | cons_target_% | elec_cap_kW | fc_cap_kW | h2_tank_kg | h2_tank_MWh | grid_kWh | grid_cost_USD | curtail_kWh | actual_cons_% | energy_pen_% | ann_pv | ann_bat | ann_elec | ann_h2 | ann_fc | total_cost_USD | LCOE_USD_per_kWh | min_offgrid_hours | mean_offgrid_hours | p10_offgrid_hours | max_offgrid_hours | survival_rate | worst_start_day | worst_start_hour | worst_failure_reason
0.5 | 0.7 | 100 | 58 | 379.9 | 10.2 | 0.34 | 732703 | 44738 | 314 | 99.95 | 45.22 | 31888 | 41180 | 4049 | 185 | 34447 | 156487 | 0.117 | 5 | 16.0774 | 10 | 55 | 0 | 182 | 18 | h2_depleted
0.5 | 0.8 | 100 | 118.1 | 379.9 | 20.3 | 0.6766 | 657038 | 38860 | 359 | 99.95 | 50.87 | 36444 | 41180 | 8237 | 367 | 34447 | 159535 | 0.1193 | 6 | 19.1486 | 11 | 71 | 0 | 201 | 18 | h2_depleted
0.5 | 0.9 | 100 | 180.1 | 379.9 | 29.4 | 0.9799 | 586884 | 33713 | 404 | 99.95 | 56.12 | 40999 | 41180 | 12562 | 530 | 34447 | 163431 | 0.1222 | 7 | 23.3801 | 13 | 102 | 0 | 235 | 18 | h2_depleted
0.5 | 1 | 100 | 244.6 | 379.9 | 46.8 | 1.5598 | 521920 | 29136 | 449 | 99.95 | 60.98 | 45555 | 41180 | 17059 | 844 | 34447 | 168222 | 0.1258 | 10 | 31.8815 | 15 | 141 | 0 | 235 | 18 | h2_depleted
0.5 | 1.1 | 90 | 15.1 | 379.9 | 3.3 | 0.11 | 498828 | 27330 | 99291 | 89.95 | 62.7 | 50110 | 41180 | 1050 | 60 | 34447 | 154178 | 0.1153 | 4 | 16.2507 | 9 | 56 | 0 | 182 | 18 | h2_depleted
0.5 | 1.1 | 100 | 311.5 | 379.9 | 64.7 | 2.1565 | 462715 | 25136 | 494 | 99.95 | 65.4 | 50110 | 41180 | 21726 | 1168 | 34447 | 173767 | 0.1299 | 13 | 44.0973 | 21 | 214 | 0 | 186 | 18 | h2_depleted
0.5 | 1.2 | 90 | 48.8 | 379.9 | 12.2 | 0.4066 | 445994 | 23814 | 108318 | 89.95 | 66.65 | 54666 | 41180 | 3401 | 220 | 34447 | 157728 | 0.1179 | 5 | 19.6158 | 10 | 86 | 0 | 208 | 18 | h2_depleted
0.5 | 1.2 | 100 | 381.9 | 379.9 | 81.4 | 2.7131 | 407267 | 21491 | 539 | 99.95 | 69.55 | 54666 | 41180 | 26638 | 1469 | 34447 | 179891 | 0.1345 | 14 | 59.6548 | 26 | 383 | 0 | 221 | 18 | h2_depleted
0.5 | 1.3 | 90 | 84.7 | 379.9 | 24.7 | 0.8233 | 397582 | 20708 | 117344 | 89.95 | 70.27 | 59221 | 41180 | 5905 | 445 | 34447 | 161908 | 0.1211 | 7 | 27.3425 | 12.9 | 166 | 0 | 208 | 18 | h2_depleted
0.5 | 1.3 | 100 | 460.4 | 379.9 | 93.5 | 3.1164 | 358283 | 18462 | 584 | 99.95 | 73.21 | 59221 | 41180 | 32115 | 1687 | 34447 | 187113 | 0.1399 | 16 | 72.4932 | 29 | 414 | 0 | 221 | 18 | h2_depleted
0.5 | 1.4 | 80 | 16.2 | 379.9 | 3.9 | 0.13 | 398244 | 20480 | 252112 | 79.95 | 70.22 | 63777 | 41180 | 1129 | 71 | 34447 | 161084 | 0.1204 | 4 | 17.0973 | 9 | 57 | 0 | 208 | 18 | h2_depleted
0.5 | 1.4 | 90 | 122.5 | 379.9 | 35.9 | 1.1965 | 353026 | 17980 | 126370 | 89.95 | 73.6 | 63777 | 41180 | 8545 | 648 | 34447 | 166578 | 0.1245 | 9 | 36.2575 | 14 | 224 | 0 | 221 | 18 | h2_depleted
0.5 | 1.4 | 100 | 547.1 | 379.9 | 102.3 | 3.4097 | 314999 | 15895 | 629 | 99.95 | 76.45 | 63777 | 41180 | 38165 | 1846 | 34447 | 195310 | 0.146 | 22 | 129.7979 | 31 | 1069 | 0 | 362 | 0 | h2_depleted
0.5 | 1.5 | 80 | 44 | 379.9 | 12.9 | 0.43 | 358023 | 18008 | 270120 | 79.95 | 73.23 | 68332 | 41180 | 3067 | 232 | 34447 | 165267 | 0.1236 | 5 | 22.6788 | 11 | 152 | 0 | 222 | 18 | h2_depleted
0.5 | 1.5 | 90 | 160.2 | 379.9 | 53.9 | 1.7965 | 312778 | 15516 | 135397 | 89.95 | 76.61 | 68332 | 41180 | 11174 | 973 | 34447 | 171623 | 0.1283 | 12 | 57.2219 | 20 | 383 | 0 | 207 | 18 | h2_depleted
0.5 | 1.5 | 100 | 633.9 | 379.9 | 115.7 | 3.8563 | 277132 | 13726 | 674 | 99.95 | 79.28 | 68332 | 41180 | 44214 | 2089 | 34447 | 203989 | 0.1525 | 24 | 147.4842 | 34.9 | 1077 | 0 | 361 | 18 | h2_depleted
0.5 | 1.6 | 80 | 71.9 | 379.9 | 24.4 | 0.8133 | 319754 | 15758 | 288128 | 79.95 | 76.09 | 72888 | 41180 | 5015 | 440 | 34447 | 169729 | 0.1269 | 7 | 30.9897 | 13 | 198 | 0 | 222 | 18 | h2_depleted
0.5 | 1.6 | 90 | 196.2 | 379.9 | 61 | 2.0331 | 276290 | 13477 | 144423 | 89.95 | 79.34 | 72888 | 41180 | 13688 | 1101 | 34447 | 176781 | 0.1322 | 12 | 91.3027 | 24 | 845 | 0 | 235 | 18 | h2_depleted
0.5 | 1.6 | 100 | 720.6 | 379.9 | 133.4 | 4.4462 | 243682 | 11862 | 719 | 99.95 | 81.78 | 72888 | 41180 | 50264 | 2408 | 34447 | 213049 | 0.1593 | 25 | 199.2486 | 39 | 1103 | 0 | 361 | 18 | h2_depleted
0.5 | 1.7 | 70 | 10.3 | 379.9 | 3 | 0.1 | 338815 | 16590 | 458823 | 69.95 | 74.67 | 77443 | 41180 | 720 | 54 | 34447 | 170435 | 0.1274 | 4 | 18.0178 | 9 | 82 | 0 | 222 | 18 | h2_depleted
0.5 | 1.7 | 80 | 100.4 | 379.9 | 33.4 | 1.1132 | 284790 | 13801 | 306136 | 79.95 | 78.71 | 77443 | 41180 | 7006 | 603 | 34447 | 174480 | 0.1305 | 8 | 41.8685 | 14 | 345 | 0 | 235 | 18 | h2_depleted
0.5 | 1.7 | 90 | 235.5 | 379.9 | 68.9 | 2.2964 | 242351 | 11687 | 153450 | 89.95 | 81.88 | 77443 | 41180 | 16423 | 1243 | 34447 | 182424 | 0.1364 | 13 | 113.3 | 27 | 919 | 0 | 235 | 18 | h2_depleted
0.5 | 1.7 | 100 | 807.4 | 379.9 | 153.7 | 5.1228 | 213045 | 10199 | 763 | 99.95 | 84.07 | 77443 | 41180 | 56315 | 2773 | 34447 | 222358 | 0.1663 | 26 | 222.124 | 45 | 1109 | 0 | 361 | 18 | h2_depleted
0.5 | 1.8 | 70 | 32.4 | 379.9 | 10 | 0.3333 | 306292 | 14766 | 485812 | 69.95 | 77.1 | 81999 | 41180 | 2259 | 181 | 34447 | 174833 | 0.1307 | 5 | 22.7048 | 10 | 174 | 0 | 208 | 18 | h2_depleted
0.5 | 1.8 | 80 | 130.6 | 379.9 | 39.3 | 1.3099 | 253948 | 12136 | 324144 | 79.95 | 81.01 | 81999 | 41180 | 9111 | 709 | 34447 | 179582 | 0.1343 | 9 | 71.6884 | 14 | 751 | 0 | 235 | 18 | h2_depleted
0.5 | 1.8 | 90 | 274.1 | 379.9 | 92.2 | 3.073 | 211731 | 9994 | 162476 | 89.95 | 84.17 | 81999 | 41180 | 19117 | 1664 | 34447 | 188401 | 0.1409 | 20 | 148.4979 | 33 | 1077 | 0 | 222 | 12 | h2_depleted
0.5 | 1.8 | 100 | 894.3 | 379.9 | 175.5 | 5.8494 | 185134 | 8720 | 808 | 99.95 | 86.16 | 81999 | 41180 | 62379 | 3167 | 34447 | 231892 | 0.1734 | 28 | 325.1281 | 53 | 1810 | 0 | 361 | 18 | h2_depleted
0.5 | 1.9 | 70 | 55 | 379.9 | 16.6 | 0.5533 | 276088 | 13132 | 512802 | 69.95 | 79.36 | 86554 | 41180 | 3834 | 299 | 34447 | 179447 | 0.1342 | 6 | 28.7479 | 11 | 199 | 0 | 222 | 18 | h2_depleted
0.5 | 1.9 | 80 | 161.3 | 379.9 | 43.8 | 1.4599 | 225529 | 10650 | 342152 | 79.95 | 83.14 | 86554 | 41180 | 11251 | 791 | 34447 | 184874 | 0.1382 | 10 | 93.0116 | 17 | 911 | 0 | 235 | 18 | h2_depleted
0.5 | 1.9 | 90 | 317.2 | 379.9 | 94 | 3.133 | 185521 | 8670 | 171503 | 89.95 | 86.13 | 86554 | 41180 | 22124 | 1697 | 34447 | 194672 | 0.1456 | 20 | 169.1747 | 35 | 1077 | 0 | 222 | 12 | h2_depleted
0.5 | 1.9 | 100 | 981.2 | 379.9 | 198.2 | 6.606 | 159461 | 7378 | 853 | 99.95 | 88.08 | 86554 | 41180 | 68442 | 3577 | 34447 | 241578 | 0.1806 | 32 | 414.4438 | 65 | 2118 | 0 | 361 | 18 | h2_depleted
0.5 | 2 | 70 | 77.4 | 379.9 | 26.5 | 0.8832 | 248427 | 11622 | 539791 | 69.95 | 81.43 | 91110 | 41180 | 5398 | 479 | 34447 | 184237 | 0.1378 | 7 | 48.6658 | 13 | 506 | 0 | 235 | 18 | h2_depleted
0.5 | 2 | 80 | 190.7 | 379.9 | 49.2 | 1.6398 | 198718 | 9272 | 360160 | 79.95 | 85.14 | 91110 | 41180 | 13300 | 887 | 34447 | 190196 | 0.1422 | 11 | 107.0918 | 20 | 919 | 0 | 235 | 18 | h2_depleted
0.5 | 2 | 90 | 357.4 | 379.9 | 117.6 | 3.9196 | 159538 | 7317 | 180529 | 89.95 | 88.07 | 91110 | 41180 | 24928 | 2123 | 34447 | 201106 | 0.1504 | 25 | 220.5644 | 41.9 | 1105 | 0 | 361 | 18 | h2_depleted
0.5 | 2 | 100 | 1068.1 | 379.9 | 221.1 | 7.3693 | 136244 | 6174 | 898 | 99.95 | 89.81 | 91110 | 41180 | 74506 | 3991 | 34447 | 251408 | 0.188 | 37 | 733.1836 | 75 | 3270 | 0 | 361 | 18 | h2_depleted
0.5 | 2.1 | 60 | 10.9 | 379.9 | 4.6 | 0.1533 | 285539 | 13358 | 755394 | 59.95 | 78.65 | 95665 | 41180 | 758 | 84 | 34447 | 185493 | 0.1387 | 4 | 20.1212 | 9 | 134 | 0 | 222 | 18 | h2_depleted
0.5 | 2.1 | 70 | 101.1 | 379.9 | 29.8 | 0.9932 | 223474 | 10331 | 566781 | 69.95 | 83.29 | 95665 | 41180 | 7055 | 539 | 34447 | 189218 | 0.1415 | 8 | 56.8945 | 13 | 514 | 0 | 235 | 18 | h2_depleted
0.5 | 2.1 | 80 | 222.5 | 379.9 | 59.2 | 1.9731 | 173494 | 7987 | 378168 | 79.95 | 87.03 | 95665 | 41180 | 15518 | 1069 | 34447 | 195867 | 0.1464 | 12 | 137.063 | 27 | 1076 | 0 | 235 | 18 | h2_depleted
0.5 | 2.1 | 90 | 400.9 | 379.9 | 129.7 | 4.3229 | 135927 | 6137 | 189556 | 89.95 | 89.84 | 95665 | 41180 | 27963 | 2341 | 34447 | 207734 | 0.1553 | 26 | 319.8815 | 46 | 1804 | 0 | 342 | 18 | h2_depleted
0.5 | 2.1 | 100 | 1155.3 | 379.9 | 245 | 8.1658 | 116751 | 5134 | 943 | 99.95 | 91.27 | 95665 | 41180 | 80588 | 4422 | 34447 | 261437 | 0.1955 | 41 | 803.0932 | 87 | 3288 | 0 | 361 | 18 | h2_depleted
0.5 | 2.2 | 60 | 29 | 379.9 | 11.3 | 0.3766 | 260444 | 12015 | 791365 | 59.95 | 80.53 | 100221 | 41180 | 2022 | 203 | 34447 | 190089 | 0.1421 | 5 | 27.5856 | 10 | 247 | 0 | 222 | 18 | h2_depleted
0.5 | 2.2 | 70 | 126.7 | 379.9 | 30.3 | 1.0099 | 200230 | 9188 | 593771 | 69.95 | 85.03 | 100221 | 41180 | 8836 | 548 | 34447 | 194420 | 0.1454 | 8 | 85.5363 | 13 | 917 | 0 | 235 | 18 | h2_depleted
0.5 | 2.2 | 80 | 254.5 | 379.9 | 69.3 | 2.3098 | 150479 | 6837 | 396176 | 79.95 | 88.75 | 100221 | 41180 | 17751 | 1251 | 34447 | 201687 | 0.1508 | 14 | 149.9055 | 32 | 1077 | 0 | 206 | 18 | h2_depleted
0.5 | 2.2 | 90 | 444.2 | 379.9 | 151.5 | 5.0495 | 115132 | 5053 | 198582 | 89.95 | 91.39 | 100221 | 41180 | 30983 | 2734 | 34447 | 214618 | 0.1605 | 27 | 421.6548 | 55 | 2113 | 0 | 361 | 18 | h2_depleted
0.5 | 2.2 | 100 | 1242.7 | 379.9 | 269.1 | 8.9691 | 99945 | 4261 | 988 | 99.95 | 92.53 | 100221 | 41180 | 86678 | 4857 | 34447 | 271645 | 0.2031 | 48 | 994.7007 | 103.9 | 3694 | 0 | 361 | 18 | h2_depleted
0.5 | 2.3 | 60 | 47.3 | 379.9 | 13.8 | 0.46 | 237289 | 10835 | 827336 | 59.95 | 82.26 | 104776 | 41180 | 3301 | 250 | 34447 | 194789 | 0.1456 | 6 | 40.7904 | 11 | 506 | 0 | 221 | 18 | h2_depleted
0.5 | 2.3 | 70 | 151.9 | 379.9 | 35.5 | 1.1832 | 177329 | 8063 | 620760 | 69.95 | 86.74 | 104776 | 41180 | 10598 | 642 | 34447 | 199707 | 0.1493 | 9 | 113.787 | 14 | 1075 | 0 | 235 | 18 | h2_depleted
0.5 | 2.3 | 80 | 286 | 379.9 | 87.3 | 2.9097 | 128165 | 5711 | 414184 | 79.95 | 90.42 | 104776 | 41180 | 19952 | 1576 | 34447 | 207643 | 0.1553 | 20 | 215.2418 | 38 | 1102 | 0 | 222 | 12 | h2_depleted
0.5 | 2.3 | 90 | 492.9 | 379.9 | 154.4 | 5.1462 | 99384 | 4261 | 207609 | 89.95 | 92.57 | 104776 | 41180 | 34379 | 2786 | 34447 | 221830 | 0.1659 | 27 | 443.1479 | 57 | 2136 | 0 | 361 | 18 | h2_depleted
0.5 | 2.3 | 100 | 1330 | 379.9 | 295.2 | 9.839 | 84789 | 3489 | 1033 | 99.95 | 93.66 | 104776 | 41180 | 92767 | 5327 | 34447 | 281987 | 0.2108 | 50 | 1054.1575 | 118 | 3787 | 0 | 361 | 18 | h2_depleted
0.5 | 2.4 | 60 | 65.8 | 379.9 | 16.9 | 0.5633 | 215768 | 9773 | 863307 | 59.95 | 83.87 | 109332 | 41180 | 4586 | 304 | 34447 | 199623 | 0.1493 | 6 | 46.5068 | 12 | 508 | 0 | 222 | 18 | h2_depleted
0.5 | 2.4 | 70 | 177.1 | 379.9 | 42.5 | 1.4165 | 155156 | 6979 | 647750 | 69.95 | 88.4 | 109332 | 41180 | 12353 | 767 | 34447 | 205058 | 0.1533 | 10 | 125.2781 | 18 | 1076 | 0 | 235 | 18 | h2_depleted
0.5 | 2.4 | 80 | 319.4 | 379.9 | 98.4 | 3.2797 | 109725 | 4801 | 432192 | 79.95 | 91.8 | 109332 | 41180 | 22280 | 1776 | 34447 | 213816 | 0.1599 | 25 | 317.3336 | 41.9 | 1801 | 0 | 342 | 18 | h2_depleted
0.5 | 2.4 | 90 | 543.9 | 379.9 | 150.7 | 5.0228 | 88013 | 3726 | 216635 | 89.95 | 93.42 | 109332 | 41180 | 37942 | 2720 | 34447 | 229346 | 0.1715 | 27 | 723.8397 | 60 | 3242 | 0 | 361 | 18 | h2_depleted
0.5 | 2.4 | 100 | 1417.3 | 379.9 | 322.6 | 10.7523 | 72108 | 2967 | 1078 | 99.95 | 94.61 | 109332 | 41180 | 98857 | 5823 | 34447 | 292606 | 0.2188 | 52 | 1101.7575 | 131.9 | 3844 | 0 | 361 | 18 | h2_depleted
0.5 | 2.5 | 60 | 85.3 | 379.9 | 22.9 | 0.7633 | 195014 | 8757 | 899278 | 59.95 | 85.42 | 113887 | 41180 | 5947 | 413 | 34447 | 204632 | 0.153 | 7 | 50.8171 | 13 | 516 | 0 | 235 | 18 | h2_depleted
0.5 | 2.5 | 70 | 203.3 | 379.9 | 49.4 | 1.6465 | 134561 | 5974 | 674739 | 69.95 | 89.94 | 113887 | 41180 | 14183 | 891 | 34447 | 210562 | 0.1574 | 11 | 136.5466 | 22 | 1077 | 0 | 235 | 18 | h2_depleted
0.5 | 2.5 | 80 | 355.8 | 379.9 | 102.1 | 3.403 | 96052 | 4141 | 450200 | 79.95 | 92.82 | 113887 | 41180 | 24817 | 1843 | 34447 | 220316 | 0.1647 | 25 | 347.0973 | 44 | 1803 | 0 | 342 | 18 | h2_depleted
0.5 | 2.5 | 90 | 594.8 | 379.9 | 159.8 | 5.3261 | 76704 | 3193 | 225662 | 89.95 | 94.26 | 113887 | 41180 | 41489 | 2884 | 34447 | 237081 | 0.1773 | 28 | 762.7521 | 68.9 | 3268 | 0 | 361 | 18 | h2_depleted
0.5 | 2.5 | 100 | 1504.6 | 379.9 | 350.4 | 11.6788 | 63186 | 2600 | 1123 | 99.95 | 95.28 | 113887 | 41180 | 104947 | 6324 | 34447 | 303385 | 0.2268 | 57 | 2791.9822 | 154.9 | 6942 | 0 | 361 | 18 | h2_depleted
0.5 | 2.6 | 60 | 104.7 | 379.9 | 25.3 | 0.8432 | 175682 | 7840 | 935249 | 59.95 | 86.86 | 118442 | 41180 | 7303 | 457 | 34447 | 209669 | 0.1568 | 7 | 102.6863 | 13 | 1063 | 0 | 235 | 18 | h2_depleted
0.5 | 2.6 | 70 | 229.8 | 379.9 | 58.2 | 1.9398 | 115420 | 5056 | 701729 | 69.95 | 91.37 | 118442 | 41180 | 16028 | 1050 | 34447 | 216204 | 0.1617 | 12 | 167.7418 | 31 | 1077 | 0 | 235 | 18 | h2_depleted
0.5 | 2.6 | 80 | 392.7 | 379.9 | 108.1 | 3.603 | 83339 | 3540 | 468208 | 79.95 | 93.77 | 118442 | 41180 | 27394 | 1952 | 34447 | 226956 | 0.1697 | 25 | 364.1726 | 47 | 1805 | 0 | 361 | 18 | h2_depleted
0.5 | 2.6 | 90 | 648.3 | 379.9 | 172.3 | 5.7428 | 67169 | 2785 | 234688 | 89.95 | 94.98 | 118442 | 41180 | 45219 | 3110 | 34447 | 245183 | 0.1833 | 31 | 808.5575 | 78 | 3271 | 0 | 361 | 18 | h2_depleted
0.5 | 2.6 | 100 | 1591.9 | 379.9 | 394.2 | 13.1387 | 56003 | 2304 | 1168 | 99.95 | 95.81 | 118442 | 41180 | 111037 | 7114 | 34447 | 314525 | 0.2352 | 84 | 2859.689 | 202.9 | 7016 | 0 | 360 | 18 | h2_depleted
0.5 | 2.7 | 60 | 124.4 | 379.9 | 29.2 | 0.9732 | 156837 | 6943 | 971221 | 59.95 | 88.27 | 122998 | 41180 | 8679 | 526 | 34447 | 214774 | 0.1606 | 8 | 110.0849 | 13 | 1076 | 0 | 235 | 18 | h2_depleted
0.5 | 2.7 | 70 | 256.7 | 379.9 | 67.3 | 2.2431 | 100210 | 4340 | 728719 | 69.95 | 92.51 | 122998 | 41180 | 17905 | 1215 | 34447 | 222085 | 0.1661 | 14 | 215.6281 | 36 | 1102 | 0 | 206 | 18 | h2_depleted
0.5 | 2.7 | 80 | 430.9 | 379.9 | 113.7 | 3.7896 | 72572 | 3055 | 486217 | 79.95 | 94.57 | 122998 | 41180 | 30053 | 2053 | 34447 | 233786 | 0.1748 | 26 | 435.3486 | 50.9 | 2089 | 0 | 342 | 18 | h2_depleted
0.5 | 2.7 | 90 | 701.2 | 379.9 | 197.5 | 6.5827 | 57401 | 2365 | 243715 | 89.95 | 95.71 | 122998 | 41180 | 48912 | 3564 | 34447 | 253466 | 0.1895 | 36 | 1052.5438 | 95 | 3795 | 0 | 361 | 18 | h2_depleted
0.5 | 2.7 | 100 | 1679.2 | 379.9 | 514.5 | 17.1483 | 47593 | 1958 | 1213 | 99.95 | 96.44 | 122998 | 41180 | 117126 | 9286 | 34447 | 326997 | 0.2445 | 157 | 2986.0479 | 291.8 | 7163 | 0 | 43 | 18 | h2_depleted
0.5 | 2.8 | 60 | 144.8 | 379.9 | 33.4 | 1.1132 | 138160 | 6072 | 1007192 | 59.95 | 89.67 | 127553 | 41180 | 10097 | 602 | 34447 | 219952 | 0.1645 | 9 | 119.6055 | 14 | 1077 | 0 | 221 | 18 | h2_depleted
0.5 | 2.8 | 70 | 284.3 | 379.9 | 76.7 | 2.5564 | 87184 | 3738 | 755708 | 69.95 | 93.48 | 127553 | 41180 | 19829 | 1384 | 34447 | 228132 | 0.1706 | 14 | 314.2555 | 39 | 1801 | 0 | 221 | 18 | h2_depleted
0.5 | 2.8 | 80 | 469.7 | 379.9 | 123.4 | 4.1129 | 62921 | 2625 | 504225 | 79.95 | 95.3 | 127553 | 41180 | 32765 | 2226 | 34447 | 240798 | 0.18 | 26 | 749.2068 | 57 | 3248 | 0 | 361 | 18 | h2_depleted
0.5 | 2.8 | 90 | 756.9 | 379.9 | 219.5 | 7.3159 | 48454 | 1994 | 252741 | 89.95 | 96.38 | 127553 | 41180 | 52793 | 3962 | 34447 | 261930 | 0.1958 | 39 | 1118.5589 | 116 | 3915 | 0 | 361 | 18 | h2_depleted
0.5 | 2.8 | 100 | 1766.5 | 379.9 | 797.5 | 26.5807 | 36492 | 1501 | 1257 | 99.95 | 97.27 | 127553 | 41180 | 123216 | 14394 | 34447 | 342293 | 0.2559 | 294 | 3612.4397 | 560 | 7876 | 0 | 356 | 18 | h2_depleted
0.5 | 2.9 | 60 | 166.1 | 379.9 | 38.5 | 1.2832 | 120031 | 5228 | 1043163 | 59.95 | 91.03 | 132109 | 41180 | 11584 | 695 | 34447 | 225244 | 0.1684 | 10 | 127.3089 | 15 | 1077 | 0 | 221 | 18 | h2_depleted
0.5 | 2.9 | 70 | 311.9 | 379.9 | 80 | 2.6664 | 76692 | 3268 | 782698 | 69.95 | 94.27 | 132109 | 41180 | 21758 | 1444 | 34447 | 234207 | 0.1751 | 15 | 329.4603 | 42 | 1803 | 0 | 221 | 18 | h2_depleted
0.5 | 2.9 | 80 | 508.6 | 379.9 | 141 | 4.6995 | 53370 | 2217 | 522233 | 79.95 | 96.01 | 132109 | 41180 | 35476 | 2545 | 34447 | 247973 | 0.1854 | 28 | 803.9123 | 69 | 3271 | 0 | 342 | 18 | h2_depleted
0.5 | 2.9 | 90 | 819.8 | 379.9 | 219.7 | 7.3226 | 41835 | 1721 | 261767 | 89.95 | 96.87 | 132109 | 41180 | 57181 | 3966 | 34447 | 270605 | 0.2023 | 46 | 2170.4062 | 123.9 | 6043 | 0 | 362 | 0 | h2_depleted
0.5 | 2.9 | 100 | 1853.8 | 379.9 | 1269.6 | 42.3158 | 22360 | 920 | 1302 | 99.95 | 98.33 | 132109 | 41180 | 129306 | 22915 | 34447 | 360878 | 0.2698 | 686 | 4227.5863 | 1027 | 8527 | 0 | 356 | 18 | h2_depleted
0.5 | 3 | 60 | 186.9 | 379.9 | 43.9 | 1.4632 | 103453 | 4485 | 1079134 | 59.95 | 92.26 | 136664 | 41180 | 13036 | 793 | 34447 | 230606 | 0.1724 | 10 | 142.1288 | 20 | 1078 | 0 | 235 | 18 | h2_depleted
0.5 | 3 | 70 | 340.2 | 379.9 | 94.5 | 3.1497 | 65468 | 2756 | 809687 | 69.95 | 95.1 | 136664 | 41180 | 23731 | 1706 | 34447 | 240485 | 0.1798 | 25 | 432.6274 | 48 | 2095 | 0 | 361 | 18 | h2_depleted
0.5 | 3 | 80 | 549.8 | 379.9 | 152.3 | 5.0762 | 45131 | 1867 | 540241 | 79.95 | 96.63 | 136664 | 41180 | 38352 | 2748 | 34447 | 255260 | 0.1909 | 29 | 1038.7034 | 82 | 3798 | 0 | 361 | 18 | h2_depleted
0.5 | 3 | 90 | 879.5 | 379.9 | 244.5 | 8.1492 | 34812 | 1432 | 270794 | 89.95 | 97.4 | 136664 | 41180 | 61344 | 4412 | 34447 | 279480 | 0.209 | 49 | 2807.7623 | 142 | 6964 | 0 | 361 | 18 | h2_depleted
0.5 | 3 | 100 | 1941.1 | 379.9 | 1825 | 60.8272 | 8066 | 332 | 1347 | 99.95 | 99.4 | 136664 | 41180 | 135396 | 32938 | 34447 | 380957 | 0.2848 | 1332 | 5492.3637 | 2059.4 | 8760 | 0.13493 | 359 | 18 | h2_depleted
0.5 | 3.1 | 60 | 208.6 | 379.9 | 49.8 | 1.6598 | 89018 | 3839 | 1115105 | 59.95 | 93.34 | 141220 | 41180 | 14551 | 898 | 34447 | 236136 | 0.1766 | 12 | 254.1925 | 26 | 1799 | 0 | 221 | 18 | h2_depleted
0.5 | 3.1 | 70 | 369.5 | 379.9 | 96.6 | 3.2197 | 57158 | 2400 | 836677 | 69.95 | 95.73 | 141220 | 41180 | 25777 | 1744 | 34447 | 246768 | 0.1845 | 25 | 439.2116 | 50 | 2095 | 0 | 361 | 18 | h2_depleted
0.5 | 3.1 | 80 | 594.3 | 379.9 | 150.2 | 5.0062 | 38967 | 1611 | 558249 | 79.95 | 97.09 | 141220 | 41180 | 41454 | 2711 | 34447 | 262624 | 0.1964 | 29 | 1065.174 | 85 | 3843 | 0 | 361 | 18 | h2_depleted
0.5 | 3.1 | 90 | 942 | 379.9 | 268.7 | 8.9558 | 28747 | 1183 | 279820 | 89.95 | 97.85 | 141220 | 41180 | 65708 | 4851 | 34447 | 288589 | 0.2158 | 51 | 2854.9555 | 170 | 7015 | 0 | 361 | 18 | h2_depleted
0.5 | 3.1 | 100 | 2028.4 | 379.9 | 2387.6 | 79.5787 | 0 | 0 | 1392 | 99.95 | 100 | 141220 | 41180 | 141486 | 43093 | 34447 | 401426 | 0.3001 | 8760 | 8760 | 8760 | 8760 | 1 | 1 | 0
0.5 | 3.2 | 60 | 228.6 | 379.9 | 57.7 | 1.9231 | 76820 | 3287 | 1151076 | 59.95 | 94.26 | 145775 | 41180 | 15946 | 1041 | 34447 | 241677 | 0.1807 | 12 | 300.6733 | 34 | 1802 | 0 | 235 | 18 | h2_depleted
0.5 | 3.2 | 70 | 401.8 | 379.9 | 107.8 | 3.593 | 49257 | 2061 | 863666 | 69.95 | 96.32 | 145775 | 41180 | 28026 | 1945 | 34447 | 253435 | 0.1895 | 26 | 770.7055 | 59 | 3270 | 0 | 361 | 18 | h2_depleted
0.5 | 3.2 | 80 | 636.8 | 379.9 | 162.3 | 5.4095 | 32888 | 1353 | 576257 | 79.95 | 97.54 | 145775 | 41180 | 44417 | 2929 | 34447 | 270102 | 0.202 | 32 | 1575.276 | 98 | 4997 | 0 | 361 | 18 | h2_depleted
0.5 | 3.2 | 90 | 1013.2 | 379.9 | 270.9 | 9.0291 | 23194 | 954 | 288847 | 89.95 | 98.27 | 145775 | 41180 | 70674 | 4890 | 34447 | 297921 | 0.2228 | 51 | 2910.3055 | 194.8 | 7079 | 0 | 361 | 18 | h2_depleted
0.5 | 3.2 | 100 | 2115.7 | 379.9 | 3050.7 | 101.6798 | 0 | 0 | 1437 | 99.95 | 100 | 145775 | 41180 | 147575 | 55060 | 34447 | 424039 | 0.3171 | 8760 | 8760 | 8760 | 8760 | 1 | 1 | 0
0.5 | 3.3 | 60 | 253.7 | 379.9 | 59 | 1.9665 | 68022 | 2906 | 1187047 | 59.95 | 94.91 | 150331 | 41180 | 17697 | 1065 | 34447 | 247627 | 0.1851 | 13 | 308.5932 | 37 | 1803 | 0 | 221 | 18 | h2_depleted
0.5 | 3.3 | 70 | 433.1 | 379.9 | 114.5 | 3.8163 | 41490 | 1733 | 890656 | 69.95 | 96.9 | 150331 | 41180 | 30211 | 2067 | 34447 | 259969 | 0.1944 | 27 | 829.4075 | 67 | 3342 | 0 | 342 | 18 | h2_depleted
0.5 | 3.3 | 80 | 679.2 | 379.9 | 181.7 | 6.0561 | 26770 | 1101 | 594265 | 79.95 | 98 | 150331 | 41180 | 47377 | 3279 | 34447 | 277716 | 0.2076 | 36 | 2183.5288 | 124 | 6053 | 0 | 361 | 18 | h2_depleted
0.5 | 3.3 | 90 | 1074.1 | 379.9 | 322.4 | 10.7456 | 17040 | 701 | 297873 | 89.95 | 98.73 | 150331 | 41180 | 74918 | 5820 | 34447 | 307397 | 0.2298 | 59 | 3018.3548 | 290 | 7195 | 0 | 361 | 18 | h2_depleted
0.5 | 3.3 | 100 | 2203 | 379.9 | 3729.3 | 124.2976 | 0 | 0 | 1482 | 99.95 | 100 | 150331 | 41180 | 153665 | 67309 | 34447 | 446932 | 0.3342 | 8760 | 8760 | 8760 | 8760 | 1 | 1 | 0
0.5 | 3.4 | 60 | 274.8 | 379.9 | 66.7 | 2.2231 | 59559 | 2523 | 1223018 | 59.95 | 95.55 | 154886 | 41180 | 19167 | 1204 | 34447 | 253407 | 0.1895 | 14 | 345.7767 | 39 | 1806 | 0 | 221 | 18 | h2_depleted
0.5 | 3.4 | 70 | 467.5 | 379.9 | 116.3 | 3.8763 | 35609 | 1487 | 917646 | 69.95 | 97.34 | 154886 | 41180 | 32606 | 2100 | 34447 | 266707 | 0.1994 | 27 | 1011.9993 | 68 | 3820 | 0 | 342 | 18 | h2_depleted
0.5 | 3.4 | 80 | 725.4 | 379.9 | 191.7 | 6.3894 | 22164 | 912 | 612273 | 79.95 | 98.34 | 154886 | 41180 | 50599 | 3460 | 34447 | 285485 | 0.2135 | 38 | 2827.7027 | 142 | 6989 | 0 | 361 | 18 | h2_depleted
0.5 | 3.4 | 90 | 1150.7 | 379.9 | 320.1 | 10.6689 | 12558 | 517 | 306900 | 89.95 | 99.06 | 154886 | 41180 | 80267 | 5778 | 34447 | 317075 | 0.2371 | 60 | 3022.9247 | 302 | 7196 | 0 | 361 | 18 | h2_depleted
0.5 | 3.4 | 100 | 2290.4 | 379.9 | 4488.3 | 149.595 | 0 | 0 | 1527 | 99.95 | 100 | 154886 | 41180 | 159758 | 81006 | 34447 | 471278 | 0.3524 | 8760 | 8760 | 8760 | 8760 | 1 | 1 | 0
0.5 | 3.5 | 60 | 297.9 | 379.9 | 73.3 | 2.4431 | 51690 | 2180 | 1258990 | 59.95 | 96.14 | 159442 | 41180 | 20782 | 1323 | 34447 | 259355 | 0.1939 | 14 | 373.4007 | 44 | 1807 | 0 | 221 | 18 | h2_depleted
0.5 | 3.5 | 70 | 501.7 | 379.9 | 123.3 | 4.1096 | 30085 | 1252 | 944635 | 69.95 | 97.75 | 159442 | 41180 | 34998 | 2226 | 34447 | 273544 | 0.2045 | 27 | 1175.4158 | 75.9 | 4184 | 0 | 361 | 18 | h2_depleted
0.5 | 3.5 | 80 | 773.3 | 379.9 | 201.1 | 6.7027 | 17854 | 735 | 630281 | 79.95 | 98.67 | 159442 | 41180 | 53942 | 3629 | 34447 | 293375 | 0.2194 | 39 | 2834.8432 | 158 | 6992 | 0 | 361 | 18 | h2_depleted
0.5 | 3.5 | 90 | 1229 | 379.9 | 414.9 | 13.8286 | 5513 | 227 | 315926 | 89.95 | 99.59 | 159442 | 41180 | 85722 | 7488 | 34447 | 328507 | 0.2456 | 172 | 3788.3664 | 696.9 | 8070 | 0 | 361 | 18 | h2_depleted
0.5 | 3.5 | 100 | 2377.8 | 379.9 | 5309.3 | 176.959 | 0 | 0 | 1572 | 99.95 | 100 | 159442 | 41180 | 165860 | 95826 | 34447 | 496755 | 0.3714 | 8760 | 8760 | 8760 | 8760 | 1 | 1 | 0
0.5 | 3.6 | 60 | 321.4 | 379.9 | 81.8 | 2.7264 | 44681 | 1877 | 1294961 | 59.95 | 96.66 | 163997 | 41180 | 22420 | 1477 | 34447 | 265399 | 0.1984 | 20 | 755.0651 | 51 | 3248 | 0 | 222 | 12 | h2_depleted
0.5 | 3.6 | 70 | 536.1 | 379.9 | 136.2 | 4.5395 | 24710 | 1019 | 971625 | 69.95 | 98.15 | 163997 | 41180 | 37392 | 2458 | 34447 | 280493 | 0.2097 | 29 | 1588.4041 | 93 | 5022 | 0 | 361 | 18 | h2_depleted
0.5 | 3.6 | 80 | 823.7 | 379.9 | 205.9 | 6.8626 | 14340 | 590 | 648289 | 79.95 | 98.93 | 163997 | 41180 | 57456 | 3716 | 34447 | 301387 | 0.2253 | 48 | 2912.6938 | 182 | 7085 | 0 | 361 | 18 | h2_depleted
0.5 | 3.6 | 90 | 1316.1 | 379.9 | 595.3 | 19.8413 | 0 | 0 | 324953 | 89.95 | 100 | 163997 | 41180 | 91802 | 10744 | 34447 | 342170 | 0.2558 | 709 | 8749.3986 | 8760 | 8760 | 0.99863 | 356 | 18 | h2_depleted
0.5 | 3.6 | 100 | 2465.3 | 379.9 | 6131.6 | 204.3662 | 0 | 0 | 1617 | 99.95 | 100 | 163997 | 41180 | 171961 | 110666 | 34447 | 522252 | 0.3905 | 8760 | 8760 | 8760 | 8760 | 1 | 1 | 0
0.5 | 3.7 | 60 | 346.1 | 379.9 | 85.7 | 2.8564 | 38275 | 1608 | 1330932 | 59.95 | 97.14 | 168553 | 41180 | 24142 | 1546 | 34447 | 271477 | 0.203 | 25 | 897.087 | 55 | 3631 | 0 | 361 | 18 | h2_depleted
0.5 | 3.7 | 70 | 572.7 | 379.9 | 139.6 | 4.6529 | 20993 | 864 | 998614 | 69.95 | 98.43 | 168553 | 41180 | 39946 | 2520 | 34447 | 287509 | 0.215 | 30 | 2173.2671 | 109 | 6050 | 0 | 361 | 18 | h2_depleted
0.5 | 3.7 | 80 | 873.6 | 379.9 | 218.6 | 7.2859 | 10246 | 422 | 666297 | 79.95 | 99.23 | 168553 | 41180 | 60936 | 3946 | 34447 | 309484 | 0.2314 | 49 | 2946.3548 | 203 | 7123 | 0 | 361 | 18 | h2_depleted
0.5 | 3.7 | 90 | 1451.4 | 379.9 | 729.4 | 24.3109 | 0 | 0 | 333979 | 89.95 | 100 | 168553 | 41180 | 101236 | 13164 | 34447 | 358581 | 0.2681 | 8760 | 8760 | 8760 | 8760 | 1 | 1 | 0
0.5 | 3.7 | 100 | 2552.8 | 379.9 | 6997.6 | 233.23 | 0 | 0 | 1662 | 99.95 | 100 | 168553 | 41180 | 178063 | 126296 | 34447 | 548540 | 0.4101 | 8760 | 8760 | 8760 | 8760 | 1 | 1 | 0
0.5 | 3.8 | 60 | 372.3 | 379.9 | 91.7 | 3.0564 | 32492 | 1363 | 1366903 | 59.95 | 97.57 | 173108 | 41180 | 25969 | 1655 | 34447 | 277722 | 0.2077 | 26 | 977.2849 | 61 | 3796 | 0 | 342 | 18 | h2_depleted
0.5 | 3.8 | 70 | 606.4 | 379.9 | 161.3 | 5.3761 | 16095 | 662 | 1025604 | 69.95 | 98.8 | 173108 | 41180 | 42297 | 2911 | 34447 | 294605 | 0.2203 | 35 | 2828.5856 | 144 | 6990 | 0 | 361 | 18 | h2_depleted
0.5 | 3.8 | 80 | 927.6 | 379.9 | 222.8 | 7.4259 | 7186 | 296 | 684305 | 79.95 | 99.46 | 173108 | 41180 | 64704 | 4022 | 34447 | 317758 | 0.2376 | 50 | 3010.4356 | 260.9 | 7197 | 0 | 361 | 18 | h2_depleted
0.5 | 3.8 | 90 | 1515.6 | 379.9 | 1480.6 | 49.3484 | 0 | 0 | 343006 | 89.95 | 100 | 173108 | 41180 | 105716 | 26723 | 34447 | 381175 | 0.285 | 8760 | 8760 | 8760 | 8760 | 1 | 1 | 0
0.5 | 3.8 | 100 | 2640.3 | 379.9 | 7994.5 | 266.4567 | 0 | 0 | 1706 | 99.95 | 100 | 173108 | 41180 | 184165 | 144290 | 34447 | 577190 | 0.4316 | 8760 | 8760 | 8760 | 8760 | 1 | 1 | 0
0.5 | 3.9 | 60 | 400 | 379.9 | 92.1 | 3.0697 | 28415 | 1192 | 1402874 | 59.95 | 97.88 | 177664 | 41180 | 27902 | 1663 | 34447 | 284047 | 0.2124 | 26 | 1043.8473 | 65 | 3918 | 0 | 342 | 18 | h2_depleted
0.5 | 3.9 | 70 | 645.7 | 379.9 | 159.2 | 5.3061 | 13382 | 551 | 1052593 | 69.95 | 99 | 177664 | 41180 | 45042 | 2873 | 34447 | 301757 | 0.2256 | 35 | 2832.3685 | 151.9 | 6992 | 0 | 361 | 18 | h2_depleted
0.5 | 3.9 | 80 | 983.9 | 379.9 | 224.9 | 7.4959 | 4667 | 192 | 702313 | 79.95 | 99.65 | 177664 | 41180 | 68631 | 4060 | 34447 | 326174 | 0.2439 | 50 | 3026.1685 | 288.7 | 7204 | 0 | 361 | 18 | h2_depleted
0.5 | 3.9 | 90 | 1546.8 | 379.9 | 2396.3 | 79.8687 | 0 | 0 | 352032 | 89.95 | 100 | 177664 | 41180 | 107891 | 43249 | 34447 | 404432 | 0.3024 | 8760 | 8760 | 8760 | 8760 | 1 | 1 | 0
0.5 | 3.9 | 100 | 2779.7 | 379.9 | 9165.4 | 305.4828 | 0 | 0 | 1751 | 99.95 | 100 | 177664 | 41180 | 193892 | 165421 | 34447 | 612604 | 0.458 | 8760 | 8760 | 8760 | 8760 | 1 | 1 | 0
0.5 | 4 | 60 | 425.8 | 379.9 | 107.2 | 3.573 | 22781 | 946 | 1438845 | 59.95 | 98.3 | 182219 | 41180 | 29698 | 1935 | 34447 | 290426 | 0.2171 | 27 | 1185.6562 | 77.9 | 4207 | 0 | 361 | 18 | h2_depleted
0.5 | 4 | 70 | 685 | 379.9 | 160.8 | 5.3595 | 10579 | 435 | 1079583 | 69.95 | 99.21 | 182219 | 41180 | 47777 | 2902 | 34447 | 308961 | 0.231 | 36 | 2913.0445 | 179.8 | 7087 | 0 | 361 | 18 | h2_depleted
0.5 | 4 | 80 | 1040 | 379.9 | 253.8 | 8.4592 | 1844 | 76 | 720321 | 79.95 | 99.86 | 182219 | 41180 | 72541 | 4580 | 34447 | 335044 | 0.2505 | 52 | 4063.0123 | 550.7 | 8423 | 0 | 361 | 18 | h2_depleted
0.5 | 4 | 90 | 1515.4 | 379.9 | 3587.8 | 119.5814 | 0 | 0 | 361059 | 89.95 | 100 | 182219 | 41180 | 105701 | 64754 | 34447 | 428302 | 0.3202 | 8760 | 8760 | 8760 | 8760 | 1 | 1 | 0
0.5 | 4.1 | 60 | 454.9 | 379.9 | 104.1 | 3.4697 | 19953 | 829 | 1474816 | 59.95 | 98.51 | 186775 | 41180 | 31732 | 1878 | 34447 | 296842 | 0.2219 | 27 | 1190.0541 | 78 | 4207 | 0 | 342 | 18 | h2_depleted
0.5 | 4.1 | 70 | 725.1 | 379.9 | 162.4 | 5.4128 | 8001 | 329 | 1106573 | 69.95 | 99.4 | 186775 | 41180 | 50580 | 2931 | 34447 | 316243 | 0.2365 | 36 | 2943.1247 | 187 | 7124 | 0 | 361 | 18 | h2_depleted
0.5 | 4.1 | 80 | 1102.2 | 379.9 | 302.5 | 10.0823 | 542 | 22 | 738329 | 79.95 | 99.96 | 186775 | 41180 | 76878 | 5459 | 34447 | 344762 | 0.2578 | 62 | 4549.176 | 1049.4 | 8760 | 0.019863 | 361 | 18 | h2_depleted
0.5 | 4.1 | 90 | 1570.9 | 379.9 | 4455.8 | 148.5118 | 0 | 0 | 370085 | 89.95 | 100 | 186775 | 41180 | 109577 | 80420 | 34447 | 452399 | 0.3383 | 8760 | 8760 | 8760 | 8760 | 1 | 1 | 0
0.5 | 4.2 | 60 | 483.9 | 379.9 | 108.2 | 3.6063 | 16493 | 681 | 1510787 | 59.95 | 98.77 | 191330 | 41180 | 33751 | 1953 | 34447 | 303343 | 0.2268 | 28 | 1288.5801 | 85 | 4208 | 0 | 342 | 18 | h2_depleted
0.5 | 4.2 | 70 | 765.5 | 379.9 | 166.9 | 5.5628 | 5742 | 236 | 1133562 | 69.95 | 99.57 | 191330 | 41180 | 53397 | 3013 | 34447 | 323603 | 0.242 | 37 | 2946.9856 | 198.9 | 7126 | 0 | 361 | 18 | h2_depleted
0.5 | 4.2 | 80 | 1185.5 | 379.9 | 321.3 | 10.7089 | 0 | 0 | 756337 | 79.95 | 100 | 191330 | 41180 | 82692 | 5799 | 34447 | 355449 | 0.2658 | 180 | 4557.1692 | 1057.4 | 8760 | 0.020548 | 361 | 18 | h2_depleted
0.5 | 4.2 | 90 | 1756.2 | 379.9 | 4883.1 | 162.7537 | 0 | 0 | 379111 | 89.95 | 100 | 191330 | 41180 | 122500 | 88133 | 34447 | 477591 | 0.3571 | 8760 | 8760 | 8760 | 8760 | 1 | 1 | 0
0.5 | 4.3 | 60 | 512.6 | 379.9 | 112.5 | 3.7496 | 13378 | 550 | 1546759 | 59.95 | 99 | 195886 | 41180 | 35754 | 2030 | 34447 | 309848 | 0.2317 | 28 | 2183.6377 | 111 | 6061 | 0 | 342 | 18 | h2_depleted
0.5 | 4.3 | 70 | 808.3 | 379.9 | 163.6 | 5.4528 | 4907 | 202 | 1160552 | 69.95 | 99.63 | 195886 | 41180 | 56378 | 2952 | 34447 | 331045 | 0.2475 | 37 | 2952.8349 | 202.9 | 7132 | 0 | 361 | 18 | h2_depleted
0.5 | 4.3 | 80 | 1273.8 | 379.9 | 380.2 | 12.6721 | 0 | 0 | 774345 | 79.95 | 100 | 195886 | 41180 | 88848 | 6862 | 34447 | 367223 | 0.2746 | 8760 | 8760 | 8760 | 8760 | 1 | 1 | 0
0.5 | 4.3 | 90 | 1874.1 | 379.9 | 5914.2 | 197.1203 | 0 | 0 | 388138 | 89.95 | 100 | 195886 | 41180 | 130720 | 106743 | 34447 | 508976 | 0.3806 | 8760 | 8760 | 8760 | 8760 | 1 | 1 | 0
0.5 | 4.4 | 60 | 541.6 | 379.9 | 118.1 | 3.9363 | 10412 | 428 | 1582730 | 59.95 | 99.22 | 200441 | 41180 | 37775 | 2131 | 34447 | 316403 | 0.2366 | 29 | 2826.5212 | 128.9 | 6992 | 0 | 361 | 18 | h2_depleted
0.5 | 4.4 | 70 | 850.9 | 379.9 | 167.6 | 5.5861 | 3699 | 152 | 1187541 | 69.95 | 99.72 | 200441 | 41180 | 59350 | 3024 | 34447 | 338595 | 0.2532 | 38 | 3017.8493 | 232.8 | 7208 | 0 | 361 | 18 | h2_depleted
0.5 | 4.4 | 80 | 1392.4 | 379.9 | 443.8 | 14.7919 | 0 | 0 | 792353 | 79.95 | 100 | 200441 | 41180 | 97120 | 8011 | 34447 | 381199 | 0.285 | 8760 | 8760 | 8760 | 8760 | 1 | 1 | 0
0.5 | 4.4 | 90 | 1830.4 | 379.9 | 8389.7 | 279.6287 | 0 | 0 | 397164 | 89.95 | 100 | 200441 | 41180 | 127678 | 151422 | 34447 | 555169 | 0.4151 | 8760 | 8760 | 8760 | 8760 | 1 | 1 | 0
0.5 | 4.5 | 60 | 570.3 | 379.9 | 126 | 4.1996 | 7707 | 317 | 1618701 | 59.95 | 99.42 | 204997 | 41180 | 39777 | 2273 | 34447 | 322992 | 0.2415 | 31 | 2938.6753 | 170 | 7123 | 0 | 361 | 18 | h2_depleted
0.5 | 4.5 | 70 | 893.8 | 379.9 | 173.4 | 5.7794 | 2928 | 120 | 1214531 | 69.95 | 99.78 | 204997 | 41180 | 62348 | 3130 | 34447 | 346222 | 0.2589 | 39 | 3729.1705 | 335.5 | 8059 | 0 | 361 | 18 | h2_depleted
0.5 | 4.5 | 80 | 1569 | 379.9 | 452.4 | 15.0785 | 0 | 0 | 810361 | 79.95 | 100 | 204997 | 41180 | 109443 | 8165 | 34447 | 398233 | 0.2978 | 8760 | 8760 | 8760 | 8760 | 1 | 1 | 0
0.5 | 4.6 | 60 | 600.8 | 379.9 | 128.4 | 4.2796 | 6343 | 261 | 1654672 | 59.95 | 99.53 | 209552 | 41180 | 41906 | 2318 | 34447 | 329664 | 0.2465 | 32 | 2941.3253 | 175.7 | 7125 | 0 | 361 | 18 | h2_depleted
0.5 | 4.6 | 70 | 937.2 | 379.9 | 185.8 | 6.1927 | 1848 | 76 | 1241520 | 69.95 | 99.86 | 209552 | 41180 | 65374 | 3353 | 34447 | 353983 | 0.2647 | 50 | 4392.1349 | 889.4 | 8760 | 0.0027397 | 361 | 18 | h2_depleted
0.5 | 4.6 | 80 | 1705.5 | 379.9 | 824.3 | 27.4739 | 0 | 0 | 828369 | 79.95 | 100 | 209552 | 41180 | 118963 | 14878 | 34447 | 419020 | 0.3133 | 8760 | 8760 | 8760 | 8760 | 1 | 1 | 0
0.5 | 4.7 | 60 | 631.2 | 379.9 | 135.3 | 4.5095 | 5047 | 208 | 1690643 | 59.95 | 99.62 | 214108 | 41180 | 44028 | 2441 | 34447 | 336412 | 0.2515 | 34 | 2949.1041 | 196.8 | 7129 | 0 | 361 | 18 | h2_depleted
0.5 | 4.7 | 70 | 988.7 | 379.9 | 190.1 | 6.336 | 1533 | 63 | 1268510 | 69.95 | 99.89 | 214108 | 41180 | 68962 | 3432 | 34447 | 362192 | 0.2708 | 51 | 4421.989 | 920.4 | 8760 | 0.0047945 | 361 | 18 | h2_depleted
0.5 | 4.7 | 80 | 1665.6 | 379.9 | 2096.1 | 69.863 | 0 | 0 | 846377 | 79.95 | 100 | 214108 | 41180 | 116180 | 37831 | 34447 | 443747 | 0.3318 | 8760 | 8760 | 8760 | 8760 | 1 | 1 | 0
0.5 | 4.8 | 60 | 662.7 | 379.9 | 140.2 | 4.6729 | 4113 | 169 | 1726614 | 59.95 | 99.69 | 218663 | 41180 | 46224 | 2530 | 34447 | 343214 | 0.2566 | 36 | 3011.6945 | 217.9 | 7205 | 0 | 342 | 18 | h2_depleted
0.5 | 4.8 | 70 | 1029.9 | 379.9 | 256.6 | 8.5525 | 38 | 2 | 1295500 | 69.95 | 100 | 218663 | 41180 | 71839 | 4631 | 34447 | 370762 | 0.2772 | 61 | 4438.8007 | 937.4 | 8760 | 0.0068493 | 361 | 18 | h2_depleted
0.5 | 4.8 | 80 | 1722.5 | 379.9 | 3113.8 | 103.783 | 0 | 0 | 864385 | 79.95 | 100 | 218663 | 41180 | 120149 | 56200 | 34447 | 470640 | 0.3519 | 8760 | 8760 | 8760 | 8760 | 1 | 1 | 0
0.5 | 4.9 | 60 | 695.7 | 379.9 | 140.4 | 4.6795 | 3682 | 151 | 1762585 | 59.95 | 99.72 | 223219 | 41180 | 48524 | 2535 | 34447 | 350057 | 0.2617 | 36 | 3317.8863 | 233.8 | 7591 | 0 | 361 | 18 | h2_depleted
0.5 | 4.9 | 70 | 1090.7 | 379.9 | 272 | 9.0658 | 0 | 0 | 1322489 | 69.95 | 100 | 223219 | 41180 | 76076 | 4909 | 34447 | 379832 | 0.284 | 8760 | 8760 | 8760 | 8760 | 1 | 1 | 0
0.5 | 4.9 | 80 | 1706.6 | 379.9 | 4749.1 | 158.2875 | 0 | 0 | 882393 | 79.95 | 100 | 223219 | 41180 | 119036 | 85714 | 34447 | 503596 | 0.3765 | 8760 | 8760 | 8760 | 8760 | 1 | 1 | 0
0.5 | 5 | 60 | 729.7 | 379.9 | 138.7 | 4.6229 | 3414 | 140 | 1798556 | 59.95 | 99.74 | 227774 | 41180 | 50896 | 2504 | 34447 | 356942 | 0.2669 | 36 | 3323.6164 | 239.9 | 7591 | 0 | 361 | 18 | h2_depleted
0.5 | 5 | 70 | 1165.1 | 379.9 | 265.4 | 8.8458 | 0 | 0 | 1349479 | 69.95 | 100 | 227774 | 41180 | 81266 | 4790 | 34447 | 389457 | 0.2912 | 8760 | 8760 | 8760 | 8760 | 1 | 1 | 0
0.5 | 5.1 | 60 | 762.8 | 379.9 | 143.1 | 4.7695 | 2700 | 111 | 1834528 | 59.95 | 99.8 | 232329 | 41180 | 53207 | 2583 | 34447 | 363858 | 0.2721 | 37 | 3327.337 | 263.5 | 7591 | 0 | 342 | 18 | h2_depleted
0.5 | 5.1 | 70 | 1234.1 | 379.9 | 304 | 10.1323 | 0 | 0 | 1376468 | 69.95 | 100 | 232329 | 41180 | 86079 | 5488 | 34447 | 399523 | 0.2987 | 8760 | 8760 | 8760 | 8760 | 1 | 1 | 0
0.5 | 5.2 | 60 | 797.7 | 379.9 | 140.9 | 4.6962 | 2495 | 103 | 1870499 | 59.95 | 99.81 | 236885 | 41180 | 55639 | 2542 | 34447 | 370797 | 0.2772 | 37 | 3327.6705 | 265 | 7591 | 0 | 342 | 18 | h2_depleted
0.5 | 5.2 | 70 | 1328.7 | 379.9 | 317.4 | 10.5789 | 0 | 0 | 1403458 | 69.95 | 100 | 236885 | 41180 | 92677 | 5728 | 34447 | 410917 | 0.3072 | 8760 | 8760 | 8760 | 8760 | 1 | 1 | 0
0.5 | 5.3 | 60 | 831.4 | 379.9 | 145.6 | 4.8528 | 1756 | 72 | 1906470 | 59.95 | 99.87 | 241440 | 41180 | 57990 | 2628 | 34447 | 377758 | 0.2824 | 38 | 3329.9021 | 272 | 7592 | 0 | 342 | 18 | h2_depleted
0.5 | 5.3 | 70 | 1430.4 | 379.9 | 345.8 | 11.5255 | 0 | 0 | 1430447 | 69.95 | 100 | 241440 | 41180 | 99772 | 6242 | 34447 | 423082 | 0.3163 | 8760 | 8760 | 8760 | 8760 | 1 | 1 | 0
0.5 | 5.4 | 60 | 865.8 | 379.9 | 148.8 | 4.9595 | 1405 | 58 | 1942441 | 59.95 | 99.89 | 245996 | 41180 | 60390 | 2686 | 34447 | 384758 | 0.2877 | 38 | 4409.7918 | 907.4 | 8760 | 0.0047945 | 361 | 18 | h2_depleted
0.5 | 5.4 | 70 | 1516 | 379.9 | 550.4 | 18.3448 | 0 | 0 | 1457437 | 69.95 | 100 | 245996 | 41180 | 105744 | 9934 | 34447 | 437302 | 0.327 | 8760 | 8760 | 8760 | 8760 | 1 | 1 | 0
0.5 | 5.5 | 60 | 902.6 | 379.9 | 156.9 | 5.2295 | 1190 | 49 | 1978412 | 59.95 | 99.91 | 250551 | 41180 | 62956 | 2832 | 34447 | 392017 | 0.2931 | 51 | 4427.8685 | 926.4 | 8760 | 0.0054795 | 361 | 18 | h2_depleted
0.5 | 5.5 | 70 | 1602.7 | 379.9 | 1310.6 | 43.6823 | 0 | 0 | 1484427 | 69.95 | 100 | 250551 | 41180 | 111792 | 23655 | 34447 | 461627 | 0.3452 | 8760 | 8760 | 8760 | 8760 | 1 | 1 | 0
0.5 | 5.6 | 60 | 942.1 | 379.9 | 163.4 | 5.4461 | 1001 | 41 | 2014383 | 59.95 | 99.93 | 255107 | 41180 | 65711 | 2949 | 34447 | 399436 | 0.2987 | 52 | 4428.863 | 927.4 | 8760 | 0.0054795 | 361 | 18 | h2_depleted
0.5 | 5.6 | 70 | 1595 | 379.9 | 3319.7 | 110.6456 | 0 | 0 | 1511416 | 69.95 | 100 | 255107 | 41180 | 111257 | 59916 | 34447 | 501908 | 0.3753 | 8760 | 8760 | 8760 | 8760 | 1 | 1 | 0
0.5 | 5.7 | 60 | 980.1 | 379.9 | 191.3 | 6.376 | 448 | 18 | 2050354 | 59.95 | 99.97 | 259662 | 41180 | 68365 | 3453 | 34447 | 407126 | 0.3044 | 57 | 4434.8267 | 933.4 | 8760 | 0.0061644 | 361 | 18 | h2_depleted
0.5 | 5.8 | 60 | 1030.8 | 379.9 | 192.4 | 6.4127 | 352 | 14 | 2086326 | 59.95 | 99.97 | 264218 | 41180 | 71902 | 3472 | 34447 | 415234 | 0.3105 | 58 | 4435.8205 | 934.4 | 8760 | 0.0061644 | 361 | 18 | h2_depleted
0.5 | 5.9 | 60 | 1081 | 379.9 | 207.1 | 6.9026 | 23 | 1 | 2122297 | 59.95 | 100 | 268773 | 41180 | 75405 | 3738 | 34447 | 423545 | 0.3167 | 61 | 4438.8007 | 937.4 | 8760 | 0.0068493 | 361 | 18 | h2_depleted
0.5 | 6 | 60 | 1139.8 | 379.9 | 203.2 | 6.7727 | 11 | 0 | 2158268 | 59.95 | 100 | 273329 | 41180 | 79502 | 3668 | 34447 | 432127 | 0.3231 | 61 | 4438.8007 | 937.4 | 8760 | 0.0068493 | 361 | 18 | h2_depleted
0.5 | 6.1 | 60 | 1197.1 | 379.9 | 228.3 | 7.6092 | 0 | 0 | 2194239 | 59.95 | 100 | 277884 | 41180 | 83501 | 4120 | 34447 | 441133 | 0.3298 | 8760 | 8760 | 8760 | 8760 | 1 | 1 | 0
0.5 | 6.2 | 60 | 1263.6 | 379.9 | 251.3 | 8.3758 | 0 | 0 | 2230210 | 59.95 | 100 | 282440 | 41180 | 88140 | 4535 | 34447 | 450743 | 0.337 | 8760 | 8760 | 8760 | 8760 | 1 | 1 | 0
0.5 | 6.3 | 60 | 1322.5 | 379.9 | 326.8 | 10.8922 | 0 | 0 | 2266181 | 59.95 | 100 | 286995 | 41180 | 92245 | 5899 | 34447 | 460766 | 0.3445 | 8760 | 8760 | 8760 | 8760 | 1 | 1 | 0
0.5 | 6.4 | 60 | 1411.1 | 379.9 | 440.7 | 14.6885 | 0 | 0 | 2302152 | 59.95 | 100 | 291551 | 41180 | 98429 | 7954 | 34447 | 473561 | 0.3541 | 8760 | 8760 | 8760 | 8760 | 1 | 1 | 0
0.5 | 6.5 | 60 | 1739.9 | 379.9 | 763.9 | 25.4608 | 0 | 0 | 2338123 | 59.95 | 100 | 296106 | 41180 | 121360 | 13788 | 34447 | 506881 | 0.379 | 8760 | 8760 | 8760 | 8760 | 1 | 1 | 0
0.5 | 6.6 | 60 | 1925.4 | 379.9 | 2271.8 | 75.7191 | 0 | 0 | 2374095 | 59.95 | 100 | 300662 | 41180 | 134299 | 41003 | 34447 | 551592 | 0.4124 | 8760 | 8760 | 8760 | 8760 | 1 | 1 | 0
0.7 | 0.7 | 100 | 58 | 379.9 | 10.2 | 0.34 | 732703 | 44738 | 314 | 99.95 | 45.22 | 31888 | 57653 | 5669 | 259 | 48226 | 188432 | 0.1409 | 5 | 16.0774 | 10 | 55 | 0 | 182 | 18 | h2_depleted
0.7 | 0.8 | 100 | 118.1 | 379.9 | 20.3 | 0.6766 | 657048 | 38861 | 359 | 99.95 | 50.87 | 36444 | 57653 | 11531 | 513 | 48226 | 193228 | 0.1445 | 6 | 19.1486 | 11 | 71 | 0 | 201 | 18 | h2_depleted
0.7 | 0.9 | 100 | 180.1 | 379.9 | 29.4 | 0.9799 | 586884 | 33713 | 404 | 99.95 | 56.12 | 40999 | 57653 | 17586 | 742 | 48226 | 198919 | 0.1487 | 7 | 23.3801 | 13 | 102 | 0 | 235 | 18 | h2_depleted
0.7 | 1 | 100 | 244.6 | 379.9 | 46.8 | 1.5598 | 521920 | 29136 | 449 | 99.95 | 60.98 | 45555 | 57653 | 23883 | 1182 | 48226 | 205635 | 0.1538 | 10 | 31.8815 | 15 | 141 | 0 | 235 | 18 | h2_depleted
0.7 | 1.1 | 90 | 14.3 | 379.9 | 3.1 | 0.1033 | 498463 | 27313 | 99291 | 89.95 | 62.73 | 50110 | 57653 | 1395 | 80 | 48226 | 184776 | 0.1382 | 4 | 16.2048 | 9 | 56 | 0 | 182 | 18 | h2_depleted
0.7 | 1.1 | 100 | 311.5 | 379.9 | 64.7 | 2.1565 | 462715 | 25136 | 494 | 99.95 | 65.4 | 50110 | 57653 | 30416 | 1635 | 48226 | 213176 | 0.1594 | 13 | 44.0973 | 21 | 214 | 0 | 186 | 18 | h2_depleted
0.7 | 1.2 | 90 | 49.9 | 379.9 | 11 | 0.3666 | 446099 | 23843 | 108318 | 89.95 | 66.65 | 54666 | 57653 | 4875 | 278 | 48226 | 189541 | 0.1417 | 5 | 19.0199 | 10 | 80 | 0 | 182 | 18 | h2_depleted
0.7 | 1.2 | 100 | 381.9 | 379.9 | 81.4 | 2.7131 | 407267 | 21491 | 539 | 99.95 | 69.55 | 54666 | 57653 | 37293 | 2056 | 48226 | 221385 | 0.1655 | 14 | 59.6548 | 26 | 383 | 0 | 221 | 18 | h2_depleted
0.7 | 1.3 | 90 | 85.1 | 379.9 | 18.8 | 0.6266 | 398197 | 20810 | 117344 | 89.95 | 70.23 | 59221 | 57653 | 8310 | 474 | 48226 | 194693 | 0.1456 | 6 | 24.2685 | 12 | 166 | 0 | 208 | 18 | h2_depleted
0.7 | 1.3 | 100 | 460.4 | 379.9 | 93.5 | 3.1164 | 358283 | 18462 | 584 | 99.95 | 73.21 | 59221 | 57653 | 44961 | 2362 | 48226 | 230884 | 0.1726 | 16 | 72.4932 | 29 | 414 | 0 | 221 | 18 | h2_depleted
0.7 | 1.4 | 80 | 16.1 | 379.9 | 3.6 | 0.12 | 398279 | 20487 | 252112 | 79.95 | 70.22 | 63777 | 57653 | 1576 | 90 | 48226 | 191809 | 0.1434 | 4 | 16.9849 | 9 | 57 | 0 | 208 | 18 | h2_depleted
0.7 | 1.4 | 90 | 123.6 | 379.9 | 28.1 | 0.9366 | 354215 | 18113 | 126370 | 89.95 | 73.52 | 63777 | 57653 | 12071 | 709 | 48226 | 200549 | 0.1499 | 7 | 31.6664 | 13 | 223 | 0 | 235 | 18 | h2_depleted
0.7 | 1.4 | 100 | 547.1 | 379.9 | 102.3 | 3.4097 | 314999 | 15895 | 629 | 99.95 | 76.45 | 63777 | 57653 | 53430 | 2585 | 48226 | 241565 | 0.1806 | 22 | 129.7979 | 31 | 1069 | 0 | 362 | 0 | h2_depleted
0.7 | 1.5 | 80 | 43.9 | 379.9 | 9.7 | 0.3233 | 358334 | 18065 | 270120 | 79.95 | 73.21 | 68332 | 57653 | 4290 | 245 | 48226 | 196810 | 0.1472 | 5 | 20.2548 | 10 | 134 | 0 | 182 | 18 | h2_depleted
0.7 | 1.5 | 90 | 161.4 | 379.9 | 42.3 | 1.4099 | 314375 | 15688 | 135397 | 89.95 | 76.49 | 68332 | 57653 | 15766 | 1068 | 48226 | 206733 | 0.1546 | 10 | 49.0603 | 15 | 369 | 0 | 235 | 18 | h2_depleted
0.7 | 1.5 | 100 | 633.9 | 379.9 | 115.7 | 3.8563 | 277132 | 13726 | 674 | 99.95 | 79.28 | 68332 | 57653 | 61900 | 2924 | 48226 | 252761 | 0.189 | 24 | 147.4842 | 34.9 | 1077 | 0 | 361 | 18 | h2_depleted
0.7 | 1.6 | 80 | 71.6 | 379.9 | 18.3 | 0.6099 | 320495 | 15861 | 288128 | 79.95 | 76.04 | 72888 | 57653 | 6992 | 461 | 48226 | 202081 | 0.1511 | 6 | 27.0932 | 12 | 174 | 0 | 222 | 18 | h2_depleted
0.7 | 1.6 | 90 | 197.3 | 379.9 | 51.6 | 1.7198 | 277191 | 13588 | 144423 | 89.95 | 79.27 | 72888 | 57653 | 19268 | 1303 | 48226 | 212926 | 0.1592 | 11 | 60.924 | 19 | 410 | 0 | 235 | 18 | h2_depleted
0.7 | 1.6 | 100 | 720.6 | 379.9 | 133.4 | 4.4462 | 243682 | 11862 | 719 | 99.95 | 81.78 | 72888 | 57653 | 70370 | 3372 | 48226 | 264369 | 0.1977 | 25 | 199.2486 | 39 | 1103 | 0 | 361 | 18 | h2_depleted
0.7 | 1.7 | 70 | 10.3 | 379.9 | 2.3 | 0.0767 | 338879 | 16602 | 458823 | 69.95 | 74.66 | 77443 | 57653 | 1010 | 58 | 48226 | 200992 | 0.1503 | 4 | 17.4603 | 9 | 79 | 0 | 208 | 18 | h2_depleted
0.7 | 1.7 | 80 | 100.3 | 379.9 | 26.6 | 0.8866 | 285673 | 13912 | 306136 | 79.95 | 78.64 | 77443 | 57653 | 9791 | 671 | 48226 | 207696 | 0.1553 | 7 | 37.5548 | 13 | 344 | 0 | 235 | 18 | h2_depleted
0.7 | 1.7 | 90 | 235.8 | 379.9 | 66.5 | 2.2164 | 242529 | 11707 | 153450 | 89.95 | 81.87 | 77443 | 57653 | 23024 | 1680 | 48226 | 219733 | 0.1643 | 13 | 111.5349 | 27 | 913 | 0 | 221 | 18 | h2_depleted
0.7 | 1.7 | 100 | 807.4 | 379.9 | 153.7 | 5.1228 | 213045 | 10199 | 763 | 99.95 | 84.07 | 77443 | 57653 | 78841 | 3883 | 48226 | 276244 | 0.2065 | 26 | 222.124 | 45 | 1109 | 0 | 361 | 18 | h2_depleted
0.7 | 1.8 | 70 | 31.4 | 379.9 | 7.6 | 0.2533 | 306942 | 14826 | 485812 | 69.95 | 77.05 | 81999 | 57653 | 3063 | 192 | 48226 | 205958 | 0.154 | 4 | 20.3959 | 10 | 134 | 0 | 235 | 18 | h2_depleted
0.7 | 1.8 | 80 | 130.5 | 379.9 | 35.7 | 1.1899 | 254265 | 12181 | 324144 | 79.95 | 80.99 | 81999 | 57653 | 12744 | 902 | 48226 | 213705 | 0.1598 | 9 | 54.5247 | 14 | 420 | 0 | 222 | 18 | h2_depleted
0.7 | 1.8 | 90 | 275.7 | 379.9 | 82.3 | 2.7431 | 212348 | 10069 | 162476 | 89.95 | 84.12 | 81999 | 57653 | 26922 | 2079 | 48226 | 226947 | 0.1697 | 14 | 144.6452 | 32 | 1076 | 0 | 221 | 18 | h2_depleted
0.7 | 1.8 | 100 | 894.3 | 379.9 | 175.5 | 5.8494 | 185134 | 8720 | 808 | 99.95 | 86.16 | 81999 | 57653 | 87330 | 4434 | 48226 | 288361 | 0.2156 | 28 | 325.1281 | 53 | 1810 | 0 | 361 | 18 | h2_depleted
0.7 | 1.9 | 70 | 54.7 | 379.9 | 14.1 | 0.47 | 276425 | 13178 | 512802 | 69.95 | 79.33 | 86554 | 57653 | 5346 | 355 | 48226 | 211312 | 0.158 | 5 | 26.2308 | 11 | 175 | 0 | 235 | 18 | h2_depleted
0.7 | 1.9 | 80 | 161.7 | 379.9 | 37.7 | 1.2565 | 225858 | 10710 | 342152 | 79.95 | 83.11 | 86554 | 57653 | 15793 | 952 | 48226 | 219888 | 0.1644 | 9 | 80.2425 | 14 | 843 | 0 | 235 | 18 | h2_depleted
0.7 | 1.9 | 90 | 317.6 | 379.9 | 91.6 | 3.053 | 185696 | 8685 | 171503 | 89.95 | 86.12 | 86554 | 57653 | 31018 | 2315 | 48226 | 234451 | 0.1753 | 20 | 165.389 | 34 | 1077 | 0 | 222 | 12 | h2_depleted
0.7 | 1.9 | 100 | 981.2 | 379.9 | 198.2 | 6.606 | 159461 | 7378 | 853 | 99.95 | 88.08 | 86554 | 57653 | 95819 | 5008 | 48226 | 300637 | 0.2248 | 32 | 414.4438 | 65 | 2118 | 0 | 361 | 18 | h2_depleted
0.7 | 2 | 70 | 78.1 | 379.9 | 19.3 | 0.6433 | 249099 | 11731 | 539791 | 69.95 | 81.38 | 91110 | 57653 | 7625 | 489 | 48226 | 216833 | 0.1621 | 6 | 40.5822 | 12 | 414 | 0 | 235 | 18 | h2_depleted
0.7 | 2 | 80 | 191.6 | 379.9 | 46 | 1.5332 | 199048 | 9305 | 360160 | 79.95 | 85.12 | 91110 | 57653 | 18706 | 1161 | 48226 | 226160 | 0.1691 | 11 | 104.5219 | 19 | 918 | 0 | 221 | 18 | h2_depleted
0.7 | 2 | 90 | 357.5 | 379.9 | 117 | 3.8996 | 159590 | 7321 | 180529 | 89.95 | 88.07 | 91110 | 57653 | 34910 | 2956 | 48226 | 242176 | 0.1811 | 25 | 220.3637 | 41 | 1105 | 0 | 361 | 18 | h2_depleted
0.7 | 2 | 100 | 1068.1 | 379.9 | 221.1 | 7.3693 | 136244 | 6174 | 898 | 99.95 | 89.81 | 91110 | 57653 | 104308 | 5588 | 48226 | 313057 | 0.2341 | 37 | 733.1836 | 75 | 3270 | 0 | 361 | 18 | h2_depleted
0.7 | 2.1 | 60 | 11 | 379.9 | 2.7 | 0.09 | 285701 | 13391 | 755394 | 59.95 | 78.64 | 95665 | 57653 | 1071 | 69 | 48226 | 216074 | 0.1616 | 4 | 19.1616 | 9 | 128 | 0 | 222 | 18 | h2_depleted
0.7 | 2.1 | 70 | 101.5 | 379.9 | 26.3 | 0.8766 | 223890 | 10384 | 566781 | 69.95 | 83.26 | 95665 | 57653 | 9913 | 663 | 48226 | 222504 | 0.1664 | 7 | 50.5432 | 13 | 513 | 0 | 235 | 18 | h2_depleted
0.7 | 2.1 | 80 | 223.5 | 379.9 | 52.5 | 1.7498 | 174154 | 8050 | 378168 | 79.95 | 86.98 | 95665 | 57653 | 21824 | 1326 | 48226 | 232744 | 0.174 | 12 | 131.8534 | 23 | 1075 | 0 | 214 | 18 | h2_depleted
0.7 | 2.1 | 90 | 401.2 | 379.9 | 127.8 | 4.2596 | 136129 | 6151 | 189556 | 89.95 | 89.82 | 95665 | 57653 | 39180 | 3230 | 48226 | 250104 | 0.187 | 25 | 235.8274 | 45 | 1108 | 0 | 361 | 18 | h2_depleted
0.7 | 2.1 | 100 | 1155.3 | 379.9 | 245 | 8.1658 | 116751 | 5134 | 943 | 99.95 | 91.27 | 95665 | 57653 | 112823 | 6191 | 48226 | 325692 | 0.2435 | 41 | 803.0932 | 87 | 3288 | 0 | 361 | 18 | h2_depleted
0.7 | 2.2 | 60 | 29 | 379.9 | 8.3 | 0.2766 | 260722 | 12066 | 791365 | 59.95 | 80.51 | 100221 | 57653 | 2834 | 210 | 48226 | 221209 | 0.1654 | 5 | 23.6192 | 10 | 175 | 0 | 222 | 18 | h2_depleted
0.7 | 2.2 | 70 | 126.8 | 379.9 | 29.2 | 0.9732 | 200201 | 9193 | 593771 | 69.95 | 85.03 | 100221 | 57653 | 12378 | 737 | 48226 | 228407 | 0.1708 | 8 | 83.5158 | 13 | 917 | 0 | 222 | 18 | h2_depleted
0.7 | 2.2 | 80 | 255.6 | 379.9 | 61.9 | 2.0631 | 151237 | 6898 | 396176 | 79.95 | 88.69 | 100221 | 57653 | 24965 | 1564 | 48226 | 239526 | 0.1791 | 13 | 145.0678 | 30 | 1076 | 0 | 207 | 18 | h2_depleted
0.7 | 2.2 | 90 | 445.7 | 379.9 | 142.9 | 4.7629 | 116032 | 5113 | 198582 | 89.95 | 91.32 | 100221 | 57653 | 43522 | 3610 | 48226 | 258345 | 0.1932 | 27 | 362.6151 | 51 | 1831 | 0 | 342 | 18 | h2_depleted
0.7 | 2.2 | 100 | 1242.7 | 379.9 | 269.1 | 8.9691 | 99945 | 4261 | 988 | 99.95 | 92.53 | 100221 | 57653 | 121349 | 6800 | 48226 | 338510 | 0.2531 | 48 | 994.7007 | 103.9 | 3694 | 0 | 361 | 18 | h2_depleted
0.7 | 2.3 | 60 | 47.4 | 379.9 | 11.9 | 0.3966 | 237406 | 10867 | 827336 | 59.95 | 82.25 | 104776 | 57653 | 4631 | 300 | 48226 | 226452 | 0.1693 | 5 | 32.6582 | 11 | 338 | 0 | 222 | 18 | h2_depleted
0.7 | 2.3 | 70 | 152.6 | 379.9 | 34.6 | 1.1532 | 177210 | 8069 | 620760 | 69.95 | 86.75 | 104776 | 57653 | 14903 | 873 | 48226 | 234500 | 0.1753 | 9 | 96.0986 | 14 | 919 | 0 | 235 | 18 | h2_depleted
0.7 | 2.3 | 80 | 287.3 | 379.9 | 79.5 | 2.6497 | 129239 | 5781 | 414184 | 79.95 | 90.34 | 104776 | 57653 | 28051 | 2009 | 48226 | 246496 | 0.1843 | 14 | 207.6788 | 36 | 1078 | 0 | 221 | 18 | h2_depleted
0.7 | 2.3 | 90 | 494.5 | 379.9 | 143.8 | 4.7929 | 100926 | 4354 | 207609 | 89.95 | 92.45 | 104776 | 57653 | 48292 | 3633 | 48226 | 266934 | 0.1996 | 27 | 433.0932 | 54 | 2115 | 0 | 361 | 18 | h2_depleted
0.7 | 2.3 | 100 | 1330 | 379.9 | 295.2 | 9.839 | 84789 | 3489 | 1033 | 99.95 | 93.66 | 104776 | 57653 | 129874 | 7458 | 48226 | 351476 | 0.2628 | 50 | 1054.1575 | 118 | 3787 | 0 | 361 | 18 | h2_depleted
0.7 | 2.4 | 60 | 65.7 | 379.9 | 15.6 | 0.5199 | 215847 | 9789 | 863307 | 59.95 | 83.86 | 109332 | 57653 | 6416 | 393 | 48226 | 231808 | 0.1733 | 6 | 44.8548 | 11 | 508 | 0 | 222 | 18 | h2_depleted
0.7 | 2.4 | 70 | 176.7 | 379.9 | 39.2 | 1.3065 | 155783 | 7030 | 647750 | 69.95 | 88.35 | 109332 | 57653 | 17257 | 990 | 48226 | 240487 | 0.1798 | 10 | 122.3178 | 15 | 1076 | 0 | 221 | 18 | h2_depleted
0.7 | 2.4 | 80 | 320.4 | 379.9 | 91.7 | 3.0564 | 110886 | 4871 | 432192 | 79.95 | 91.71 | 109332 | 57653 | 31286 | 2317 | 48226 | 253685 | 0.1897 | 20 | 227.5041 | 39 | 1104 | 0 | 222 | 12 | h2_depleted
0.7 | 2.4 | 90 | 544.6 | 379.9 | 145.3 | 4.8428 | 88785 | 3772 | 216635 | 89.95 | 93.36 | 109332 | 57653 | 53183 | 3671 | 48226 | 275837 | 0.2062 | 27 | 452.3233 | 56 | 2137 | 0 | 361 | 18 | h2_depleted
0.7 | 2.4 | 100 | 1417.3 | 379.9 | 322.6 | 10.7523 | 72108 | 2967 | 1078 | 99.95 | 94.61 | 109332 | 57653 | 138400 | 8152 | 48226 | 364729 | 0.2727 | 52 | 1101.7575 | 131.9 | 3844 | 0 | 361 | 18 | h2_depleted
0.7 | 2.5 | 60 | 85.1 | 379.9 | 19.2 | 0.6399 | 195616 | 8813 | 899278 | 59.95 | 85.37 | 113887 | 57653 | 8309 | 484 | 48226 | 237372 | 0.1775 | 6 | 48.4123 | 12 | 510 | 0 | 235 | 18 | h2_depleted
0.7 | 2.5 | 70 | 203.4 | 379.9 | 45.7 | 1.5232 | 135103 | 6021 | 674739 | 69.95 | 89.9 | 113887 | 57653 | 19867 | 1155 | 48226 | 246809 | 0.1845 | 11 | 133.2048 | 19.9 | 1076 | 0 | 221 | 18 | h2_depleted
0.7 | 2.5 | 80 | 356.9 | 379.9 | 94.2 | 3.1397 | 97294 | 4215 | 450200 | 79.95 | 92.73 | 113887 | 57653 | 34851 | 2380 | 48226 | 261212 | 0.1953 | 25 | 327.8014 | 42 | 1801 | 0 | 342 | 18 | h2_depleted
0.7 | 2.5 | 90 | 595.4 | 379.9 | 157.3 | 5.2428 | 76948 | 3205 | 225662 | 89.95 | 94.25 | 113887 | 57653 | 58141 | 3975 | 48226 | 285087 | 0.2132 | 28 | 761.1712 | 67 | 3268 | 0 | 361 | 18 | h2_depleted
0.7 | 2.5 | 100 | 1504.6 | 379.9 | 350.4 | 11.6788 | 63186 | 2600 | 1123 | 99.95 | 95.28 | 113887 | 57653 | 146926 | 8853 | 48226 | 378145 | 0.2827 | 57 | 2791.9822 | 154.9 | 6942 | 0 | 361 | 18 | h2_depleted
0.7 | 2.6 | 60 | 104.9 | 379.9 | 23.7 | 0.7899 | 175773 | 7857 | 935249 | 59.95 | 86.86 | 118442 | 57653 | 10245 | 600 | 48226 | 243023 | 0.1817 | 7 | 64.5616 | 13 | 537 | 0 | 235 | 18 | h2_depleted
0.7 | 2.6 | 70 | 230.4 | 379.9 | 54.6 | 1.8198 | 116141 | 5104 | 701729 | 69.95 | 91.32 | 118442 | 57653 | 22500 | 1380 | 48226 | 253305 | 0.1894 | 12 | 159.8918 | 27 | 1077 | 0 | 235 | 18 | h2_depleted
0.7 | 2.6 | 80 | 393.9 | 379.9 | 99.8 | 3.3263 | 84826 | 3626 | 468208 | 79.95 | 93.66 | 118442 | 57653 | 38462 | 2521 | 48226 | 268930 | 0.2011 | 25 | 357.5774 | 45 | 1804 | 0 | 342 | 18 | h2_depleted
0.7 | 2.6 | 90 | 649.3 | 379.9 | 167.9 | 5.5961 | 67539 | 2801 | 234688 | 89.95 | 94.95 | 118442 | 57653 | 63402 | 4241 | 48226 | 294766 | 0.2204 | 30 | 805.6034 | 74 | 3271 | 0 | 361 | 18 | h2_depleted
0.7 | 2.6 | 100 | 1591.9 | 379.9 | 394.2 | 13.1387 | 56003 | 2304 | 1168 | 99.95 | 95.81 | 118442 | 57653 | 155451 | 9960 | 48226 | 392037 | 0.2931 | 84 | 2859.689 | 202.9 | 7016 | 0 | 360 | 18 | h2_depleted
0.7 | 2.7 | 60 | 124.3 | 379.9 | 27.6 | 0.9199 | 156901 | 6958 | 971221 | 59.95 | 88.27 | 122998 | 57653 | 12138 | 696 | 48226 | 248669 | 0.1859 | 8 | 109.4671 | 13 | 1076 | 0 | 235 | 18 | h2_depleted
0.7 | 2.7 | 70 | 257.2 | 379.9 | 62.4 | 2.0798 | 101380 | 4407 | 728719 | 69.95 | 92.42 | 122998 | 57653 | 25117 | 1576 | 48226 | 259976 | 0.1944 | 13 | 209.6404 | 34 | 1078 | 0 | 221 | 18 | h2_depleted
0.7 | 2.7 | 80 | 431.1 | 379.9 | 112.9 | 3.763 | 72712 | 3062 | 486217 | 79.95 | 94.56 | 122998 | 57653 | 42094 | 2853 | 48226 | 276887 | 0.207 | 26 | 434.8219 | 50 | 2089 | 0 | 342 | 18 | h2_depleted
0.7 | 2.7 | 90 | 702.2 | 379.9 | 192.8 | 6.426 | 57707 | 2379 | 243715 | 89.95 | 95.69 | 122998 | 57653 | 68572 | 4873 | 48226 | 304700 | 0.2278 | 36 | 1044.2952 | 91 | 3794 | 0 | 361 | 18 | h2_depleted
0.7 | 2.7 | 100 | 1679.2 | 379.9 | 514.5 | 17.1483 | 47593 | 1958 | 1213 | 99.95 | 96.44 | 122998 | 57653 | 163977 | 13001 | 48226 | 407813 | 0.3049 | 157 | 2986.0479 | 291.8 | 7163 | 0 | 43 | 18 | h2_depleted
0.7 | 2.8 | 60 | 144.7 | 379.9 | 32.2 | 1.0732 | 138235 | 6083 | 1007192 | 59.95 | 89.66 | 127553 | 57653 | 14131 | 813 | 48226 | 254460 | 0.1903 | 8 | 118.5575 | 14 | 1076 | 0 | 235 | 18 | h2_depleted
0.7 | 2.8 | 70 | 285.7 | 379.9 | 64.6 | 2.1531 | 89753 | 3889 | 755708 | 69.95 | 93.29 | 127553 | 57653 | 27901 | 1633 | 48226 | 266855 | 0.1995 | 13 | 302.8171 | 36 | 1799 | 0 | 235 | 18 | h2_depleted
0.7 | 2.8 | 80 | 470.3 | 379.9 | 120.2 | 4.0063 | 63325 | 2644 | 504225 | 79.95 | 95.27 | 127553 | 57653 | 45923 | 3038 | 48226 | 285036 | 0.2131 | 26 | 735.2247 | 55 | 3248 | 0 | 361 | 18 | h2_depleted
0.7 | 2.8 | 90 | 760.6 | 379.9 | 203 | 6.766 | 49398 | 2032 | 252741 | 89.95 | 96.31 | 127553 | 57653 | 74280 | 5130 | 48226 | 314874 | 0.2354 | 37 | 1075.9904 | 103 | 3840 | 0 | 361 | 18 | h2_depleted
0.7 | 2.8 | 100 | 1766.5 | 379.9 | 797.5 | 26.5807 | 36492 | 1501 | 1257 | 99.95 | 97.27 | 127553 | 57653 | 172503 | 20152 | 48226 | 427588 | 0.3197 | 294 | 3612.4397 | 560 | 7876 | 0 | 356 | 18 | h2_depleted
0.7 | 2.9 | 60 | 166 | 379.9 | 36.6 | 1.2199 | 120363 | 5254 | 1043163 | 59.95 | 91 | 132109 | 57653 | 16212 | 925 | 48226 | 260379 | 0.1947 | 9 | 125.211 | 14 | 1077 | 0 | 235 | 18 | h2_depleted
0.7 | 2.9 | 70 | 313.2 | 379.9 | 72.2 | 2.4064 | 78272 | 3361 | 782698 | 69.95 | 94.15 | 132109 | 57653 | 30584 | 1825 | 48226 | 273758 | 0.2047 | 14 | 319.4274 | 39 | 1801 | 0 | 221 | 18 | h2_depleted
0.7 | 2.9 | 80 | 509.2 | 379.9 | 137.9 | 4.5962 | 53694 | 2232 | 522233 | 79.95 | 95.99 | 132109 | 57653 | 49720 | 3484 | 48226 | 293424 | 0.2194 | 27 | 803.0377 | 68 | 3271 | 0 | 361 | 18 | h2_depleted
0.7 | 2.9 | 90 | 819.8 | 379.9 | 219.7 | 7.3226 | 41835 | 1721 | 261767 | 89.95 | 96.87 | 132109 | 57653 | 80053 | 5552 | 48226 | 325314 | 0.2432 | 46 | 2170.4062 | 123.9 | 6043 | 0 | 362 | 0 | h2_depleted
0.7 | 2.9 | 100 | 1853.8 | 379.9 | 1269.6 | 42.3158 | 22360 | 920 | 1302 | 99.95 | 98.33 | 132109 | 57653 | 181028 | 32081 | 48226 | 452017 | 0.338 | 686 | 4227.5863 | 1027 | 8527 | 0 | 356 | 18 | h2_depleted
0.7 | 3 | 60 | 187.3 | 379.9 | 41.3 | 1.3765 | 104138 | 4526 | 1079134 | 59.95 | 92.21 | 136664 | 57653 | 18288 | 1043 | 48226 | 266400 | 0.1992 | 10 | 136.6425 | 19 | 1078 | 0 | 235 | 18 | h2_depleted
0.7 | 3 | 70 | 342 | 379.9 | 83.3 | 2.7764 | 67648 | 2869 | 809687 | 69.95 | 94.94 | 136664 | 57653 | 33401 | 2104 | 48226 | 280917 | 0.21 | 20 | 363.6507 | 44 | 1805 | 0 | 222 | 12 | h2_depleted
0.7 | 3 | 80 | 551.6 | 379.9 | 143.4 | 4.7795 | 45957 | 1907 | 540241 | 79.95 | 96.56 | 136664 | 57653 | 53869 | 3625 | 48226 | 301943 | 0.2258 | 28 | 834.6589 | 74 | 3340 | 0 | 361 | 18 | h2_depleted
0.7 | 3 | 90 | 879.5 | 379.9 | 244.5 | 8.1492 | 34812 | 1432 | 270794 | 89.95 | 97.4 | 136664 | 57653 | 85882 | 6177 | 48226 | 336035 | 0.2513 | 49 | 2807.7623 | 142 | 6964 | 0 | 361 | 18 | h2_depleted
0.7 | 3 | 100 | 1941.1 | 379.9 | 1825 | 60.8272 | 8066 | 332 | 1347 | 99.95 | 99.4 | 136664 | 57653 | 189554 | 46113 | 48226 | 478542 | 0.3578 | 1332 | 5492.3637 | 2059.4 | 8760 | 0.13493 | 359 | 18 | h2_depleted
0.7 | 3.1 | 60 | 208.7 | 379.9 | 46.9 | 1.5632 | 89796 | 3883 | 1115105 | 59.95 | 93.29 | 141220 | 57653 | 20377 | 1185 | 48226 | 272543 | 0.2038 | 11 | 248.911 | 24 | 1798 | 0 | 235 | 18 | h2_depleted
0.7 | 3.1 | 70 | 370.2 | 379.9 | 92.9 | 3.0964 | 57750 | 2429 | 836677 | 69.95 | 95.68 | 141220 | 57653 | 36147 | 2347 | 48226 | 288021 | 0.2154 | 25 | 438.5616 | 49.9 | 2095 | 0 | 361 | 18 | h2_depleted
0.7 | 3.1 | 80 | 594.7 | 379.9 | 148.3 | 4.9428 | 39155 | 1621 | 558249 | 79.95 | 97.07 | 141220 | 57653 | 58072 | 3746 | 48226 | 310537 | 0.2322 | 29 | 1062.8932 | 84 | 3843 | 0 | 361 | 18 | h2_depleted
0.7 | 3.1 | 90 | 942 | 379.9 | 268.7 | 8.9558 | 28747 | 1183 | 279820 | 89.95 | 97.85 | 141220 | 57653 | 91991 | 6791 | 48226 | 347063 | 0.2595 | 51 | 2854.9555 | 170 | 7015 | 0 | 361 | 18 | h2_depleted
0.7 | 3.1 | 100 | 2028.4 | 379.9 | 2387.6 | 79.5787 | 0 | 0 | 1392 | 99.95 | 100 | 141220 | 57653 | 198080 | 60331 | 48226 | 505509 | 0.378 | 8760 | 8760 | 8760 | 8760 | 1 | 1 | 0
0.7 | 3.2 | 60 | 231.1 | 379.9 | 53.9 | 1.7965 | 77819 | 3340 | 1151076 | 59.95 | 94.18 | 145775 | 57653 | 22565 | 1361 | 48226 | 278920 | 0.2085 | 12 | 296.0678 | 32 | 1801 | 0 | 235 | 18 | h2_depleted
0.7 | 3.2 | 70 | 402.3 | 379.9 | 96.7 | 3.223 | 50362 | 2114 | 863666 | 69.95 | 96.23 | 145775 | 57653 | 39289 | 2443 | 48226 | 295500 | 0.2209 | 25 | 757.1815 | 52.9 | 3248 | 0 | 361 | 18 | h2_depleted
0.7 | 3.2 | 80 | 637.8 | 379.9 | 157.6 | 5.2528 | 33345 | 1372 | 576257 | 79.95 | 97.51 | 145775 | 57653 | 62283 | 3983 | 48226 | 319292 | 0.2387 | 31 | 1549.2767 | 95.9 | 4952 | 0 | 361 | 18 | h2_depleted
0.7 | 3.2 | 90 | 1013.2 | 379.9 | 270.9 | 9.0291 | 23194 | 954 | 288847 | 89.95 | 98.27 | 145775 | 57653 | 98943 | 6846 | 48226 | 358397 | 0.268 | 51 | 2910.3055 | 194.8 | 7079 | 0 | 361 | 18 | h2_depleted
0.7 | 3.2 | 100 | 2115.7 | 379.9 | 3050.7 | 101.6798 | 0 | 0 | 1437 | 99.95 | 100 | 145775 | 57653 | 206605 | 77084 | 48226 | 535344 | 0.4003 | 8760 | 8760 | 8760 | 8760 | 1 | 1 | 0
0.7 | 3.3 | 60 | 251.4 | 379.9 | 56 | 1.8665 | 68781 | 2946 | 1187047 | 59.95 | 94.86 | 150331 | 57653 | 24546 | 1415 | 48226 | 285116 | 0.2132 | 12 | 306.4507 | 33 | 1803 | 0 | 235 | 18 | h2_depleted
0.7 | 3.3 | 70 | 434.6 | 379.9 | 106.4 | 3.5463 | 42511 | 1781 | 890656 | 69.95 | 96.82 | 150331 | 57653 | 42437 | 2689 | 48226 | 303116 | 0.2266 | 26 | 780.6623 | 61 | 3271 | 0 | 361 | 18 | h2_depleted
0.7 | 3.3 | 80 | 680 | 379.9 | 177.8 | 5.9261 | 27092 | 1115 | 594265 | 79.95 | 97.97 | 150331 | 57653 | 66400 | 4492 | 48226 | 328216 | 0.2454 | 36 | 2181.963 | 121.9 | 6052 | 0 | 361 | 18 | h2_depleted
0.7 | 3.3 | 90 | 1075.5 | 379.9 | 316.7 | 10.5556 | 17132 | 705 | 297873 | 89.95 | 98.72 | 150331 | 57653 | 105026 | 8002 | 48226 | 369943 | 0.2766 | 58 | 3015.8041 | 282 | 7194 | 0 | 361 | 18 | h2_depleted
0.7 | 3.3 | 100 | 2203 | 379.9 | 3729.3 | 124.2976 | 0 | 0 | 1482 | 99.95 | 100 | 150331 | 57653 | 215131 | 94232 | 48226 | 565572 | 0.4229 | 8760 | 8760 | 8760 | 8760 | 1 | 1 | 0
0.7 | 3.4 | 60 | 275.2 | 379.9 | 63.1 | 2.1031 | 60300 | 2563 | 1223018 | 59.95 | 95.49 | 154886 | 57653 | 26877 | 1595 | 48226 | 291800 | 0.2182 | 13 | 341.839 | 38.9 | 1805 | 0 | 235 | 18 | h2_depleted
0.7 | 3.4 | 70 | 468.8 | 379.9 | 109.8 | 3.6596 | 36345 | 1522 | 917646 | 69.95 | 97.28 | 154886 | 57653 | 45778 | 2773 | 48226 | 310838 | 0.2324 | 26 | 1004.8418 | 66 | 3819 | 0 | 361 | 18 | h2_depleted
0.7 | 3.4 | 80 | 726.5 | 379.9 | 187.1 | 6.236 | 22466 | 924 | 612273 | 79.95 | 98.32 | 154886 | 57653 | 70940 | 4727 | 48226 | 337357 | 0.2522 | 37 | 2826.0253 | 140.9 | 6988 | 0 | 361 | 18 | h2_depleted
0.7 | 3.4 | 90 | 1150.7 | 379.9 | 320.5 | 10.6823 | 12546 | 516 | 306900 | 89.95 | 99.06 | 154886 | 57653 | 112366 | 8098 | 48226 | 381744 | 0.2854 | 60 | 3022.9582 | 302 | 7196 | 0 | 361 | 18 | h2_depleted
0.7 | 3.4 | 100 | 2290.4 | 379.9 | 4488.3 | 149.595 | 0 | 0 | 1527 | 99.95 | 100 | 154886 | 57653 | 223661 | 113409 | 48226 | 597835 | 0.447 | 8760 | 8760 | 8760 | 8760 | 1 | 1 | 0
0.7 | 3.5 | 60 | 298.2 | 379.9 | 72.3 | 2.4098 | 51891 | 2190 | 1258990 | 59.95 | 96.12 | 159442 | 57653 | 29124 | 1826 | 48226 | 298460 | 0.2232 | 14 | 368.9404 | 44 | 1807 | 0 | 221 | 18 | h2_depleted
0.7 | 3.5 | 70 | 501.9 | 379.9 | 122.8 | 4.0929 | 30145 | 1254 | 944635 | 69.95 | 97.75 | 159442 | 57653 | 49011 | 3103 | 48226 | 318689 | 0.2383 | 27 | 1175.3986 | 75.9 | 4184 | 0 | 361 | 18 | h2_depleted
0.7 | 3.5 | 80 | 773.6 | 379.9 | 200 | 6.666 | 17942 | 738 | 630281 | 79.95 | 98.66 | 159442 | 57653 | 75547 | 5054 | 48226 | 346660 | 0.2592 | 39 | 2834.8014 | 158 | 6992 | 0 | 361 | 18 | h2_depleted
0.7 | 3.5 | 90 | 1229 | 379.9 | 414.9 | 13.8286 | 5512 | 227 | 315926 | 89.95 | 99.59 | 159442 | 57653 | 120015 | 10485 | 48226 | 396047 | 0.2961 | 172 | 3788.3664 | 696.9 | 8070 | 0 | 361 | 18 | h2_depleted
0.7 | 3.5 | 100 | 2377.8 | 379.9 | 5309.3 | 176.959 | 0 | 0 | 1572 | 99.95 | 100 | 159442 | 57653 | 232203 | 134156 | 48226 | 631680 | 0.4723 | 8760 | 8760 | 8760 | 8760 | 1 | 1 | 0
0.7 | 3.6 | 60 | 322.5 | 379.9 | 76.5 | 2.5497 | 45743 | 1925 | 1294961 | 59.95 | 96.58 | 163997 | 57653 | 31490 | 1934 | 48226 | 305225 | 0.2282 | 14 | 720.3836 | 48 | 3248 | 0 | 221 | 18 | h2_depleted
0.7 | 3.6 | 70 | 538 | 379.9 | 126 | 4.1996 | 25867 | 1073 | 971625 | 69.95 | 98.07 | 163997 | 57653 | 52540 | 3185 | 48226 | 326674 | 0.2443 | 28 | 1551.5589 | 79.9 | 4975 | 0 | 342 | 18 | h2_depleted
0.7 | 3.6 | 80 | 823.7 | 379.9 | 205.7 | 6.856 | 14352 | 590 | 648289 | 79.95 | 98.93 | 163997 | 57653 | 80437 | 5199 | 48226 | 356102 | 0.2663 | 48 | 2912.6884 | 182 | 7085 | 0 | 361 | 18 | h2_depleted
0.7 | 3.6 | 90 | 1316.1 | 379.9 | 595.3 | 19.8413 | 0 | 0 | 324953 | 89.95 | 100 | 163997 | 57653 | 128522 | 15041 | 48226 | 413439 | 0.3091 | 709 | 8749.3986 | 8760 | 8760 | 0.99863 | 356 | 18 | h2_depleted
0.7 | 3.6 | 100 | 2465.3 | 379.9 | 6131.6 | 204.3662 | 0 | 0 | 1617 | 99.95 | 100 | 163997 | 57653 | 240746 | 154932 | 48226 | 665554 | 0.4976 | 8760 | 8760 | 8760 | 8760 | 1 | 1 | 0
0.7 | 3.7 | 60 | 346.6 | 379.9 | 82.3 | 2.7431 | 38744 | 1630 | 1330932 | 59.95 | 97.1 | 168553 | 57653 | 33848 | 2080 | 48226 | 311989 | 0.2333 | 20 | 757.8301 | 52.9 | 3248 | 0 | 222 | 12 | h2_depleted
0.7 | 3.7 | 70 | 573.8 | 379.9 | 134.4 | 4.4796 | 21508 | 885 | 998614 | 69.95 | 98.39 | 168553 | 57653 | 56033 | 3395 | 48226 | 334745 | 0.2503 | 29 | 1593.6253 | 100.9 | 5023 | 0 | 361 | 18 | h2_depleted
0.7 | 3.7 | 80 | 873.6 | 379.9 | 218.6 | 7.2859 | 10246 | 422 | 666297 | 79.95 | 99.23 | 168553 | 57653 | 85311 | 5524 | 48226 | 365688 | 0.2734 | 49 | 2946.3548 | 203 | 7123 | 0 | 361 | 18 | h2_depleted
0.7 | 3.7 | 90 | 1451.6 | 379.9 | 729.4 | 24.3109 | 0 | 0 | 333979 | 89.95 | 100 | 168553 | 57653 | 141752 | 18431 | 48226 | 434614 | 0.325 | 8760 | 8760 | 8760 | 8760 | 1 | 1 | 0
0.7 | 3.7 | 100 | 2552.8 | 379.9 | 6997.6 | 233.23 | 0 | 0 | 1662 | 99.95 | 100 | 168553 | 57653 | 249288 | 176815 | 48226 | 700534 | 0.5238 | 8760 | 8760 | 8760 | 8760 | 1 | 1 | 0
0.7 | 3.8 | 60 | 372.7 | 379.9 | 89 | 2.9664 | 32896 | 1381 | 1366903 | 59.95 | 97.54 | 173108 | 57653 | 36395 | 2249 | 48226 | 319012 | 0.2385 | 26 | 971.5521 | 60 | 3795 | 0 | 342 | 18 | h2_depleted
0.7 | 3.8 | 70 | 613.2 | 379.9 | 129.7 | 4.3229 | 18750 | 771 | 1025604 | 69.95 | 98.6 | 173108 | 57653 | 59878 | 3277 | 48226 | 342913 | 0.2564 | 28 | 2171.5699 | 103 | 6052 | 0 | 361 | 18 | h2_depleted
0.7 | 3.8 | 80 | 929.3 | 379.9 | 215.1 | 7.1693 | 7834 | 322 | 684305 | 79.95 | 99.41 | 173108 | 57653 | 90751 | 5436 | 48226 | 375497 | 0.2808 | 49 | 2950.1705 | 217 | 7125 | 0 | 361 | 18 | h2_depleted
0.7 | 3.8 | 90 | 1515.6 | 379.9 | 1480.6 | 49.3484 | 0 | 0 | 343006 | 89.95 | 100 | 173108 | 57653 | 148002 | 37412 | 48226 | 464402 | 0.3472 | 8760 | 8760 | 8760 | 8760 | 1 | 1 | 0
0.7 | 3.8 | 100 | 2640.3 | 379.9 | 7994.5 | 266.4567 | 0 | 0 | 1706 | 99.95 | 100 | 173108 | 57653 | 257831 | 202006 | 48226 | 738823 | 0.5524 | 8760 | 8760 | 8760 | 8760 | 1 | 1 | 0
0.7 | 3.9 | 60 | 400.7 | 379.9 | 87.8 | 2.9264 | 29048 | 1221 | 1402874 | 59.95 | 97.83 | 177664 | 57653 | 39128 | 2219 | 48226 | 326110 | 0.2438 | 26 | 988.9562 | 61.9 | 3822 | 0 | 342 | 18 | h2_depleted
0.7 | 3.9 | 70 | 649.3 | 379.9 | 142.8 | 4.7595 | 14722 | 606 | 1052593 | 69.95 | 98.9 | 177664 | 57653 | 63408 | 3607 | 48226 | 351163 | 0.2626 | 32 | 2824.8822 | 133.9 | 6989 | 0 | 361 | 18 | h2_depleted
0.7 | 3.9 | 80 | 983.9 | 379.9 | 224.9 | 7.4959 | 4667 | 192 | 702313 | 79.95 | 99.65 | 177664 | 57653 | 96080 | 5684 | 48226 | 385498 | 0.2882 | 50 | 3026.1685 | 288.7 | 7204 | 0 | 361 | 18 | h2_depleted
0.7 | 3.9 | 90 | 1546.8 | 379.9 | 2396.3 | 79.8687 | 0 | 0 | 352032 | 89.95 | 100 | 177664 | 57653 | 151047 | 60549 | 48226 | 495139 | 0.3702 | 8760 | 8760 | 8760 | 8760 | 1 | 1 | 0
0.7 | 3.9 | 100 | 2779.7 | 379.9 | 9165.4 | 305.4828 | 0 | 0 | 1751 | 99.95 | 100 | 177664 | 57653 | 271448 | 231590 | 48226 | 786581 | 0.5881 | 8760 | 8760 | 8760 | 8760 | 1 | 1 | 0
0.7 | 4 | 60 | 428.3 | 379.9 | 92.2 | 3.073 | 24984 | 1047 | 1438845 | 59.95 | 98.13 | 182219 | 57653 | 41827 | 2331 | 48226 | 333303 | 0.2492 | 26 | 1169.5274 | 67 | 4180 | 0 | 361 | 18 | h2_depleted
0.7 | 4 | 70 | 685.8 | 379.9 | 157 | 5.2328 | 10886 | 448 | 1079583 | 69.95 | 99.19 | 182219 | 57653 | 66969 | 3968 | 48226 | 359482 | 0.2688 | 35 | 2910.8904 | 170.9 | 7087 | 0 | 361 | 18 | h2_depleted
0.7 | 4 | 80 | 1039.9 | 379.9 | 253.8 | 8.4592 | 1844 | 76 | 720321 | 79.95 | 99.86 | 182219 | 57653 | 101553 | 6412 | 48226 | 396139 | 0.2962 | 52 | 4063.0123 | 550.7 | 8423 | 0 | 361 | 18 | h2_depleted
0.7 | 4 | 90 | 1515.4 | 379.9 | 3587.8 | 119.5814 | 0 | 0 | 361059 | 89.95 | 100 | 182219 | 57653 | 147981 | 90656 | 48226 | 526735 | 0.3938 | 8760 | 8760 | 8760 | 8760 | 1 | 1 | 0
0.7 | 4.1 | 60 | 456.2 | 379.9 | 97.7 | 3.2563 | 20970 | 875 | 1474816 | 59.95 | 98.43 | 186775 | 57653 | 44553 | 2468 | 48226 | 340549 | 0.2546 | 27 | 1187.9089 | 75.9 | 4206 | 0 | 342 | 18 | h2_depleted
0.7 | 4.1 | 70 | 725.7 | 379.9 | 160.1 | 5.3361 | 8216 | 338 | 1106573 | 69.95 | 99.39 | 186775 | 57653 | 70869 | 4044 | 48226 | 367905 | 0.2751 | 36 | 2942.8801 | 183.9 | 7124 | 0 | 361 | 18 | h2_depleted
0.7 | 4.1 | 80 | 1102.2 | 379.9 | 302 | 10.0657 | 549 | 23 | 738329 | 79.95 | 99.96 | 186775 | 57653 | 107630 | 7632 | 48226 | 407938 | 0.305 | 62 | 4548.2021 | 1048.4 | 8760 | 0.019178 | 361 | 18 | h2_depleted
0.7 | 4.1 | 90 | 1570.9 | 379.9 | 4455.8 | 148.5118 | 0 | 0 | 370085 | 89.95 | 100 | 186775 | 57653 | 153408 | 112588 | 48226 | 558649 | 0.4177 | 8760 | 8760 | 8760 | 8760 | 1 | 1 | 0
0.7 | 4.2 | 60 | 484.5 | 379.9 | 102.7 | 3.423 | 17244 | 715 | 1510787 | 59.95 | 98.71 | 191330 | 57653 | 47313 | 2596 | 48226 | 347833 | 0.2601 | 27 | 1192.6281 | 79 | 4207 | 0 | 361 | 18 | h2_depleted
0.7 | 4.2 | 70 | 765.9 | 379.9 | 164.8 | 5.4928 | 5940 | 244 | 1133562 | 69.95 | 99.56 | 191330 | 57653 | 74790 | 4164 | 48226 | 376407 | 0.2814 | 37 | 2946.7411 | 195 | 7126 | 0 | 361 | 18 | h2_depleted
0.7 | 4.2 | 80 | 1185.5 | 379.9 | 321.3 | 10.7089 | 0 | 0 | 756337 | 79.95 | 100 | 191330 | 57653 | 115768 | 8119 | 48226 | 421096 | 0.3149 | 180 | 4557.1692 | 1057.4 | 8760 | 0.020548 | 361 | 18 | h2_depleted
0.7 | 4.2 | 90 | 1756.2 | 379.9 | 4883.1 | 162.7537 | 0 | 0 | 379111 | 89.95 | 100 | 191330 | 57653 | 171500 | 123386 | 48226 | 592095 | 0.4427 | 8760 | 8760 | 8760 | 8760 | 1 | 1 | 0
0.7 | 4.3 | 60 | 513.3 | 379.9 | 108.7 | 3.623 | 13851 | 570 | 1546759 | 59.95 | 98.96 | 195886 | 57653 | 50126 | 2746 | 48226 | 355206 | 0.2656 | 28 | 2170.1219 | 93.9 | 6054 | 0 | 342 | 18 | h2_depleted
0.7 | 4.3 | 70 | 808.4 | 379.9 | 162.9 | 5.4295 | 4968 | 204 | 1160552 | 69.95 | 99.63 | 195886 | 57653 | 78943 | 4116 | 48226 | 385028 | 0.2879 | 37 | 2952.7904 | 202.8 | 7132 | 0 | 361 | 18 | h2_depleted
0.7 | 4.3 | 80 | 1273.8 | 379.9 | 380.2 | 12.6721 | 0 | 0 | 774345 | 79.95 | 100 | 195886 | 57653 | 124387 | 9607 | 48226 | 435758 | 0.3258 | 8760 | 8760 | 8760 | 8760 | 1 | 1 | 0
0.7 | 4.3 | 90 | 1874.1 | 379.9 | 5914.2 | 197.1203 | 0 | 0 | 388138 | 89.95 | 100 | 195886 | 57653 | 183007 | 149440 | 48226 | 634212 | 0.4742 | 8760 | 8760 | 8760 | 8760 | 1 | 1 | 0
0.7 | 4.4 | 60 | 541.7 | 379.9 | 117.3 | 3.9096 | 10499 | 432 | 1582730 | 59.95 | 99.22 | 200441 | 57653 | 52900 | 2964 | 48226 | 362616 | 0.2711 | 29 | 2825.3007 | 128.9 | 6991 | 0 | 361 | 18 | h2_depleted
0.7 | 4.4 | 70 | 851.2 | 379.9 | 166.1 | 5.5361 | 3794 | 156 | 1187541 | 69.95 | 99.72 | 200441 | 57653 | 83122 | 4197 | 48226 | 393796 | 0.2944 | 38 | 3011.874 | 229.9 | 7207 | 0 | 342 | 18 | h2_depleted
0.7 | 4.4 | 80 | 1392.4 | 379.9 | 443.8 | 14.7919 | 0 | 0 | 792353 | 79.95 | 100 | 200441 | 57653 | 135968 | 11215 | 48226 | 453503 | 0.3391 | 8760 | 8760 | 8760 | 8760 | 1 | 1 | 0
0.7 | 4.4 | 90 | 1830.4 | 379.9 | 8389.7 | 279.6287 | 0 | 0 | 397164 | 89.95 | 100 | 200441 | 57653 | 178749 | 211991 | 48226 | 697060 | 0.5212 | 8760 | 8760 | 8760 | 8760 | 1 | 1 | 0
0.7 | 4.5 | 60 | 571.6 | 379.9 | 120.1 | 4.0029 | 8328 | 343 | 1618701 | 59.95 | 99.38 | 204997 | 57653 | 55818 | 3036 | 48226 | 370072 | 0.2767 | 30 | 2903.7747 | 139.9 | 7088 | 0 | 361 | 18 | h2_depleted
0.7 | 4.5 | 70 | 896 | 379.9 | 164.1 | 5.4695 | 3479 | 143 | 1214531 | 69.95 | 99.74 | 204997 | 57653 | 87493 | 4147 | 48226 | 402659 | 0.3011 | 38 | 3322.1082 | 249.8 | 7592 | 0 | 342 | 18 | h2_depleted
0.7 | 4.5 | 80 | 1569 | 379.9 | 452.4 | 15.0785 | 0 | 0 | 810361 | 79.95 | 100 | 204997 | 57653 | 153220 | 11432 | 48226 | 475527 | 0.3555 | 8760 | 8760 | 8760 | 8760 | 1 | 1 | 0
0.7 | 4.6 | 60 | 600.8 | 379.9 | 128.3 | 4.2762 | 6353 | 261 | 1654672 | 59.95 | 99.52 | 209552 | 57653 | 58674 | 3243 | 48226 | 377609 | 0.2823 | 32 | 2941.3247 | 175.7 | 7125 | 0 | 361 | 18 | h2_depleted
0.7 | 4.6 | 70 | 937.2 | 379.9 | 185.8 | 6.1927 | 1848 | 76 | 1241520 | 69.95 | 99.86 | 209552 | 57653 | 91523 | 4694 | 48226 | 411724 | 0.3078 | 50 | 4392.1349 | 889.4 | 8760 | 0.0027397 | 361 | 18 | h2_depleted
0.7 | 4.6 | 80 | 1705.5 | 379.9 | 824.3 | 27.4739 | 0 | 0 | 828369 | 79.95 | 100 | 209552 | 57653 | 166548 | 20829 | 48226 | 502807 | 0.3759 | 8760 | 8760 | 8760 | 8760 | 1 | 1 | 0
0.7 | 4.7 | 60 | 631.8 | 379.9 | 132.4 | 4.4129 | 5318 | 219 | 1690643 | 59.95 | 99.6 | 214108 | 57653 | 61698 | 3344 | 48226 | 385248 | 0.288 | 34 | 2948.2527 | 196.7 | 7128 | 0 | 342 | 18 | h2_depleted
0.7 | 4.7 | 70 | 988.6 | 379.9 | 190.1 | 6.336 | 1533 | 63 | 1268510 | 69.95 | 99.89 | 214108 | 57653 | 96545 | 4805 | 48226 | 421399 | 0.3151 | 51 | 4421.989 | 920.4 | 8760 | 0.0047945 | 361 | 18 | h2_depleted
0.7 | 4.7 | 80 | 1665.6 | 379.9 | 2096.1 | 69.863 | 0 | 0 | 846377 | 79.95 | 100 | 214108 | 57653 | 162652 | 52964 | 48226 | 535603 | 0.4005 | 8760 | 8760 | 8760 | 8760 | 1 | 1 | 0
0.7 | 4.8 | 60 | 663.2 | 379.9 | 137.4 | 4.5795 | 4336 | 178 | 1726614 | 59.95 | 99.68 | 218663 | 57653 | 64766 | 3471 | 48226 | 392957 | 0.2938 | 35 | 2953.5966 | 203 | 7133 | 0 | 361 | 18 | h2_depleted
0.7 | 4.8 | 70 | 1029.9 | 379.9 | 256.6 | 8.5525 | 38 | 2 | 1295500 | 69.95 | 100 | 218663 | 57653 | 100574 | 6483 | 48226 | 431600 | 0.3227 | 61 | 4438.8007 | 937.4 | 8760 | 0.0068493 | 361 | 18 | h2_depleted
0.7 | 4.8 | 80 | 1722.5 | 379.9 | 3113.8 | 103.783 | 0 | 0 | 864385 | 79.95 | 100 | 218663 | 57653 | 168209 | 78680 | 48226 | 571431 | 0.4273 | 8760 | 8760 | 8760 | 8760 | 1 | 1 | 0
0.7 | 4.9 | 60 | 696 | 379.9 | 138.8 | 4.6262 | 3809 | 157 | 1762585 | 59.95 | 99.72 | 223219 | 57653 | 67965 | 3506 | 48226 | 400726 | 0.2996 | 36 | 3317.8288 | 233.8 | 7591 | 0 | 342 | 18 | h2_depleted
0.7 | 4.9 | 70 | 1090.7 | 379.9 | 272 | 9.0658 | 0 | 0 | 1322489 | 69.95 | 100 | 223219 | 57653 | 106507 | 6873 | 48226 | 442477 | 0.3308 | 8760 | 8760 | 8760 | 8760 | 1 | 1 | 0
0.7 | 4.9 | 80 | 1706.6 | 379.9 | 4749.1 | 158.2875 | 0 | 0 | 882393 | 79.95 | 100 | 223219 | 57653 | 166650 | 120000 | 48226 | 615747 | 0.4604 | 8760 | 8760 | 8760 | 8760 | 1 | 1 | 0
0.7 | 5 | 60 | 730.2 | 379.9 | 136.6 | 4.5529 | 3572 | 147 | 1798556 | 59.95 | 99.73 | 227774 | 57653 | 71302 | 3453 | 48226 | 408554 | 0.3055 | 36 | 3322.7192 | 234.9 | 7591 | 0 | 342 | 18 | h2_depleted
0.7 | 5 | 70 | 1165.1 | 379.9 | 265.4 | 8.8458 | 0 | 0 | 1349479 | 69.95 | 100 | 227774 | 57653 | 113773 | 6705 | 48226 | 454131 | 0.3396 | 8760 | 8760 | 8760 | 8760 | 1 | 1 | 0
0.7 | 5.1 | 60 | 764.1 | 379.9 | 137 | 4.5662 | 3167 | 130 | 1834528 | 59.95 | 99.76 | 232329 | 57653 | 74622 | 3462 | 48226 | 416422 | 0.3114 | 36 | 3323.6966 | 240 | 7591 | 0 | 361 | 18 | h2_depleted
0.7 | 5.1 | 70 | 1234.1 | 379.9 | 304 | 10.1323 | 0 | 0 | 1376468 | 69.95 | 100 | 232329 | 57653 | 120510 | 7683 | 48226 | 466401 | 0.3487 | 8760 | 8760 | 8760 | 8760 | 1 | 1 | 0
0.7 | 5.2 | 60 | 798.9 | 379.9 | 135.3 | 4.5095 | 2922 | 120 | 1870499 | 59.95 | 99.78 | 236885 | 57653 | 78018 | 3418 | 48226 | 424320 | 0.3173 | 37 | 3326.8555 | 258 | 7591 | 0 | 342 | 18 | h2_depleted
0.7 | 5.2 | 70 | 1328.7 | 379.9 | 317.4 | 10.5789 | 0 | 0 | 1403458 | 69.95 | 100 | 236885 | 57653 | 129747 | 8019 | 48226 | 480530 | 0.3593 | 8760 | 8760 | 8760 | 8760 | 1 | 1 | 0
0.7 | 5.3 | 60 | 833 | 379.9 | 138.2 | 4.6062 | 2326 | 96 | 1906470 | 59.95 | 99.83 | 241440 | 57653 | 81342 | 3491 | 48226 | 432248 | 0.3232 | 37 | 3327.6719 | 265 | 7591 | 0 | 342 | 18 | h2_depleted
0.7 | 5.3 | 70 | 1430.4 | 379.9 | 345.8 | 11.5255 | 0 | 0 | 1430447 | 69.95 | 100 | 241440 | 57653 | 139680 | 8739 | 48226 | 495738 | 0.3707 | 8760 | 8760 | 8760 | 8760 | 1 | 1 | 0
0.7 | 5.4 | 60 | 865.8 | 379.9 | 148.9 | 4.9628 | 1405 | 58 | 1942441 | 59.95 | 99.89 | 245996 | 57653 | 84548 | 3761 | 48226 | 440242 | 0.3292 | 38 | 4409.7918 | 907.4 | 8760 | 0.0047945 | 361 | 18 | h2_depleted
0.7 | 5.4 | 70 | 1516 | 379.9 | 550.4 | 18.3448 | 0 | 0 | 1457437 | 69.95 | 100 | 245996 | 57653 | 148041 | 13908 | 48226 | 513824 | 0.3842 | 8760 | 8760 | 8760 | 8760 | 1 | 1 | 0
0.7 | 5.5 | 60 | 902.5 | 379.9 | 156.9 | 5.2295 | 1190 | 49 | 1978412 | 59.95 | 99.91 | 250551 | 57653 | 88137 | 3965 | 48226 | 448581 | 0.3354 | 51 | 4427.8685 | 926.4 | 8760 | 0.0054795 | 361 | 18 | h2_depleted
0.7 | 5.5 | 70 | 1602.7 | 379.9 | 1310.6 | 43.6823 | 0 | 0 | 1484427 | 69.95 | 100 | 250551 | 57653 | 156509 | 33117 | 48226 | 546057 | 0.4083 | 8760 | 8760 | 8760 | 8760 | 1 | 1 | 0
0.7 | 5.6 | 60 | 942.1 | 379.9 | 163.4 | 5.4461 | 1001 | 41 | 2014383 | 59.95 | 99.93 | 255107 | 57653 | 91998 | 4129 | 48226 | 457154 | 0.3418 | 52 | 4428.863 | 927.4 | 8760 | 0.0054795 | 361 | 18 | h2_depleted
0.7 | 5.6 | 70 | 1595 | 379.9 | 3319.7 | 110.6456 | 0 | 0 | 1511416 | 69.95 | 100 | 255107 | 57653 | 155760 | 83883 | 48226 | 600628 | 0.4491 | 8760 | 8760 | 8760 | 8760 | 1 | 1 | 0
0.7 | 5.7 | 60 | 980.1 | 379.9 | 191.3 | 6.376 | 448 | 18 | 2050354 | 59.95 | 99.97 | 259662 | 57653 | 95711 | 4834 | 48226 | 466104 | 0.3485 | 57 | 4434.8267 | 933.4 | 8760 | 0.0061644 | 361 | 18 | h2_depleted
0.7 | 5.8 | 60 | 1030.8 | 379.9 | 192.4 | 6.4127 | 352 | 14 | 2086326 | 59.95 | 99.97 | 264218 | 57653 | 100662 | 4861 | 48226 | 475634 | 0.3556 | 58 | 4435.8205 | 934.4 | 8760 | 0.0061644 | 361 | 18 | h2_depleted
0.7 | 5.9 | 60 | 1081.1 | 379.9 | 207.1 | 6.9026 | 23 | 1 | 2122297 | 59.95 | 100 | 268773 | 57653 | 105569 | 5233 | 48226 | 485455 | 0.363 | 61 | 4438.8007 | 937.4 | 8760 | 0.0068493 | 361 | 18 | h2_depleted
0.7 | 6 | 60 | 1139.8 | 379.9 | 203.2 | 6.7727 | 11 | 0 | 2158268 | 59.95 | 100 | 273329 | 57653 | 111303 | 5136 | 48226 | 495646 | 0.3706 | 61 | 4438.8007 | 937.4 | 8760 | 0.0068493 | 361 | 18 | h2_depleted
0.7 | 6.1 | 60 | 1197.1 | 379.9 | 228.3 | 7.6092 | 0 | 0 | 2194239 | 59.95 | 100 | 277884 | 57653 | 116902 | 5767 | 48226 | 506432 | 0.3787 | 8760 | 8760 | 8760 | 8760 | 1 | 1 | 0
0.7 | 6.2 | 60 | 1263.6 | 379.9 | 251.3 | 8.3758 | 0 | 0 | 2230210 | 59.95 | 100 | 282440 | 57653 | 123396 | 6349 | 48226 | 518064 | 0.3874 | 8760 | 8760 | 8760 | 8760 | 1 | 1 | 0
0.7 | 6.3 | 60 | 1322.5 | 379.9 | 326.8 | 10.8922 | 0 | 0 | 2266181 | 59.95 | 100 | 286995 | 57653 | 129143 | 8258 | 48226 | 530275 | 0.3965 | 8760 | 8760 | 8760 | 8760 | 1 | 1 | 0
0.7 | 6.4 | 60 | 1411.2 | 379.9 | 440.7 | 14.6885 | 0 | 0 | 2302152 | 59.95 | 100 | 291551 | 57653 | 137808 | 11135 | 48226 | 546372 | 0.4085 | 8760 | 8760 | 8760 | 8760 | 1 | 1 | 0
0.7 | 6.5 | 60 | 1741 | 379.9 | 759.5 | 25.3141 | 0 | 0 | 2338123 | 59.95 | 100 | 296106 | 57653 | 170015 | 19191 | 48226 | 591191 | 0.442 | 8760 | 8760 | 8760 | 8760 | 1 | 1 | 0
0.7 | 6.6 | 60 | 1925.4 | 379.9 | 2271.8 | 75.7191 | 0 | 0 | 2374095 | 59.95 | 100 | 300662 | 57653 | 188019 | 57404 | 48226 | 651963 | 0.4875 | 8760 | 8760 | 8760 | 8760 | 1 | 1 | 0
0.9 | 0.7 | 100 | 58 | 379.9 | 10.2 | 0.34 | 732703 | 44738 | 314 | 99.95 | 45.22 | 31888 | 74125 | 7288 | 333 | 62005 | 220376 | 0.1648 | 5 | 16.0774 | 10 | 55 | 0 | 182 | 18 | h2_depleted
0.9 | 0.8 | 100 | 118.1 | 379.9 | 20.3 | 0.6766 | 657048 | 38861 | 359 | 99.95 | 50.87 | 36444 | 74125 | 14826 | 660 | 62005 | 226920 | 0.1697 | 6 | 19.1486 | 11 | 71 | 0 | 201 | 18 | h2_depleted
0.9 | 0.9 | 100 | 180.1 | 379.9 | 29.4 | 0.9799 | 586884 | 33713 | 404 | 99.95 | 56.12 | 40999 | 74125 | 22611 | 954 | 62005 | 234407 | 0.1753 | 7 | 23.3801 | 13 | 102 | 0 | 235 | 18 | h2_depleted
0.9 | 1 | 100 | 244.6 | 379.9 | 46.8 | 1.5598 | 521920 | 29136 | 449 | 99.95 | 60.98 | 45555 | 74125 | 30707 | 1520 | 62005 | 243047 | 0.1817 | 10 | 31.8815 | 15 | 141 | 0 | 235 | 18 | h2_depleted
0.9 | 1.1 | 90 | 14.3 | 379.9 | 3.1 | 0.1033 | 498463 | 27313 | 99291 | 89.95 | 62.73 | 50110 | 74125 | 1793 | 102 | 62005 | 215448 | 0.1611 | 4 | 16.2048 | 9 | 56 | 0 | 182 | 18 | h2_depleted
0.9 | 1.1 | 100 | 311.5 | 379.9 | 64.7 | 2.1565 | 462715 | 25136 | 494 | 99.95 | 65.4 | 50110 | 74125 | 39106 | 2102 | 62005 | 252584 | 0.1889 | 13 | 44.0973 | 21 | 214 | 0 | 186 | 18 | h2_depleted
0.9 | 1.2 | 90 | 49.9 | 379.9 | 11 | 0.3666 | 446108 | 23843 | 108318 | 89.95 | 66.64 | 54666 | 74125 | 6265 | 357 | 62005 | 221261 | 0.1654 | 5 | 19.0199 | 10 | 80 | 0 | 182 | 18 | h2_depleted
0.9 | 1.2 | 100 | 381.9 | 379.9 | 81.4 | 2.7131 | 407267 | 21491 | 539 | 99.95 | 69.55 | 54666 | 74125 | 47948 | 2644 | 62005 | 262879 | 0.1966 | 14 | 59.6548 | 26 | 383 | 0 | 221 | 18 | h2_depleted
0.9 | 1.3 | 90 | 85.1 | 379.9 | 18.8 | 0.6266 | 398187 | 20809 | 117344 | 89.95 | 70.23 | 59221 | 74125 | 10689 | 610 | 62005 | 227458 | 0.1701 | 6 | 24.2685 | 12 | 166 | 0 | 208 | 18 | h2_depleted
0.9 | 1.3 | 100 | 460.4 | 379.9 | 93.5 | 3.1164 | 358283 | 18462 | 584 | 99.95 | 73.21 | 59221 | 74125 | 57807 | 3037 | 62005 | 274656 | 0.2054 | 16 | 72.4932 | 29 | 414 | 0 | 221 | 18 | h2_depleted
0.9 | 1.4 | 80 | 16.3 | 379.9 | 3.6 | 0.12 | 398331 | 20488 | 252112 | 79.95 | 70.22 | 63777 | 74125 | 2047 | 117 | 62005 | 222559 | 0.1664 | 4 | 16.9856 | 9 | 57 | 0 | 208 | 18 | h2_depleted
0.9 | 1.4 | 90 | 123.5 | 379.9 | 27.2 | 0.9066 | 354248 | 18126 | 126370 | 89.95 | 73.51 | 63777 | 74125 | 15507 | 884 | 62005 | 234424 | 0.1753 | 7 | 30.4438 | 13 | 176 | 0 | 235 | 18 | h2_depleted
0.9 | 1.4 | 100 | 547.1 | 379.9 | 102.3 | 3.4097 | 314999 | 15895 | 629 | 99.95 | 76.45 | 63777 | 74125 | 68696 | 3323 | 62005 | 287820 | 0.2152 | 22 | 129.7979 | 31 | 1069 | 0 | 362 | 0 | h2_depleted
0.9 | 1.5 | 80 | 42.6 | 379.9 | 9.4 | 0.3133 | 358649 | 18079 | 270120 | 79.95 | 73.18 | 68332 | 74125 | 5348 | 305 | 62005 | 228194 | 0.1706 | 5 | 20.1418 | 10 | 134 | 0 | 182 | 18 | h2_depleted
0.9 | 1.5 | 90 | 161.4 | 379.9 | 37.6 | 1.2532 | 314986 | 15768 | 135397 | 89.95 | 76.45 | 68332 | 74125 | 20270 | 1222 | 62005 | 241722 | 0.1807 | 9 | 43.9829 | 14 | 344 | 0 | 235 | 18 | h2_depleted
0.9 | 1.5 | 100 | 633.9 | 379.9 | 115.7 | 3.8563 | 277132 | 13726 | 674 | 99.95 | 79.28 | 68332 | 74125 | 79586 | 3759 | 62005 | 301533 | 0.2255 | 24 | 147.4842 | 34.9 | 1077 | 0 | 361 | 18 | h2_depleted
0.9 | 1.6 | 80 | 72.3 | 379.9 | 16.2 | 0.5399 | 320699 | 15898 | 288128 | 79.95 | 76.02 | 72888 | 74125 | 9084 | 527 | 62005 | 234526 | 0.1754 | 6 | 25.4144 | 11 | 172 | 0 | 208 | 18 | h2_depleted
0.9 | 1.6 | 90 | 197.7 | 379.9 | 48.8 | 1.6265 | 277545 | 13627 | 144423 | 89.95 | 79.25 | 72888 | 74125 | 24818 | 1585 | 62005 | 249047 | 0.1862 | 11 | 59.0959 | 18 | 409 | 0 | 235 | 18 | h2_depleted
0.9 | 1.6 | 100 | 720.6 | 379.9 | 133.4 | 4.4462 | 243682 | 11862 | 719 | 99.95 | 81.78 | 72888 | 74125 | 90475 | 4335 | 62005 | 315689 | 0.236 | 25 | 199.2486 | 39 | 1103 | 0 | 361 | 18 | h2_depleted
0.9 | 1.7 | 70 | 10.3 | 379.9 | 2.3 | 0.0767 | 338876 | 16602 | 458823 | 69.95 | 74.66 | 77443 | 74125 | 1297 | 74 | 62005 | 231546 | 0.1731 | 4 | 17.4603 | 9 | 79 | 0 | 208 | 18 | h2_depleted
0.9 | 1.7 | 80 | 101.2 | 379.9 | 23.9 | 0.7966 | 286180 | 13964 | 306136 | 79.95 | 78.6 | 77443 | 74125 | 12711 | 778 | 62005 | 241026 | 0.1802 | 7 | 35.8336 | 12.9 | 326 | 0 | 222 | 18 | h2_depleted
0.9 | 1.7 | 90 | 236.3 | 379.9 | 63.3 | 2.1098 | 242783 | 11735 | 153450 | 89.95 | 81.85 | 77443 | 74125 | 29671 | 2058 | 62005 | 257037 | 0.1922 | 13 | 104.363 | 26 | 912 | 0 | 207 | 18 | h2_depleted
0.9 | 1.7 | 100 | 807.4 | 379.9 | 153.7 | 5.1228 | 213045 | 10199 | 763 | 99.95 | 84.07 | 77443 | 74125 | 101367 | 4992 | 62005 | 330131 | 0.2468 | 26 | 222.124 | 45 | 1109 | 0 | 361 | 18 | h2_depleted
0.9 | 1.8 | 70 | 32.6 | 379.9 | 7.2 | 0.24 | 306570 | 14814 | 485812 | 69.95 | 77.08 | 81999 | 74125 | 4094 | 234 | 62005 | 237270 | 0.1774 | 4 | 20.3171 | 10 | 134 | 0 | 235 | 18 | h2_depleted
0.9 | 1.8 | 80 | 130.8 | 379.9 | 31.1 | 1.0366 | 254955 | 12260 | 324144 | 79.95 | 80.94 | 81999 | 74125 | 16422 | 1010 | 62005 | 247819 | 0.1853 | 8 | 47.3671 | 13 | 414 | 0 | 235 | 18 | h2_depleted
0.9 | 1.8 | 90 | 276.6 | 379.9 | 76.3 | 2.5431 | 212917 | 10125 | 162476 | 89.95 | 84.08 | 81999 | 74125 | 34734 | 2480 | 62005 | 265468 | 0.1985 | 14 | 139.1432 | 31 | 1076 | 0 | 221 | 18 | h2_depleted
0.9 | 1.8 | 100 | 894.3 | 379.9 | 175.5 | 5.8494 | 185134 | 8720 | 808 | 99.95 | 86.16 | 81999 | 74125 | 112281 | 5701 | 62005 | 344831 | 0.2578 | 28 | 325.1281 | 53 | 1810 | 0 | 361 | 18 | h2_depleted
0.9 | 1.9 | 70 | 55.2 | 379.9 | 13.3 | 0.4433 | 276419 | 13187 | 512802 | 69.95 | 79.33 | 86554 | 74125 | 6925 | 431 | 62005 | 243227 | 0.1819 | 5 | 25.9021 | 11 | 175 | 0 | 222 | 18 | h2_depleted
0.9 | 1.9 | 80 | 160.2 | 379.9 | 36.1 | 1.2032 | 226050 | 10730 | 342152 | 79.95 | 83.1 | 86554 | 74125 | 20113 | 1174 | 62005 | 254700 | 0.1904 | 9 | 79.0795 | 14 | 843 | 0 | 235 | 18 | h2_depleted
0.9 | 1.9 | 90 | 319.5 | 379.9 | 81.8 | 2.7264 | 186634 | 8758 | 171503 | 89.95 | 86.05 | 86554 | 74125 | 40114 | 2658 | 62005 | 274214 | 0.205 | 14 | 158.3918 | 32 | 1077 | 0 | 221 | 18 | h2_depleted
0.9 | 1.9 | 100 | 981.2 | 379.9 | 198.2 | 6.606 | 159461 | 7378 | 853 | 99.95 | 88.08 | 86554 | 74125 | 123196 | 6439 | 62005 | 359696 | 0.2689 | 32 | 414.4438 | 65 | 2118 | 0 | 361 | 18 | h2_depleted
0.9 | 2 | 70 | 78.1 | 379.9 | 17.6 | 0.5866 | 249354 | 11768 | 539791 | 69.95 | 81.36 | 91110 | 74125 | 9802 | 570 | 62005 | 249380 | 0.1865 | 6 | 39.1281 | 12 | 414 | 0 | 222 | 18 | h2_depleted
0.9 | 2 | 80 | 193.1 | 379.9 | 42.6 | 1.4199 | 199370 | 9346 | 360160 | 79.95 | 85.09 | 91110 | 74125 | 24242 | 1383 | 62005 | 262210 | 0.1961 | 10 | 101.611 | 16 | 918 | 0 | 235 | 18 | h2_depleted
0.9 | 2 | 90 | 359.4 | 379.9 | 107.3 | 3.5763 | 160396 | 7387 | 180529 | 89.95 | 88.01 | 91110 | 74125 | 45120 | 3486 | 62005 | 283233 | 0.2118 | 25 | 213.2884 | 39 | 1103 | 0 | 342 | 18 | h2_depleted
0.9 | 2 | 100 | 1068.1 | 379.9 | 221.1 | 7.3693 | 136244 | 6174 | 898 | 99.95 | 89.81 | 91110 | 74125 | 134110 | 7184 | 62005 | 374707 | 0.2802 | 37 | 733.1836 | 75 | 3270 | 0 | 361 | 18 | h2_depleted
0.9 | 2.1 | 60 | 11 | 379.9 | 2.7 | 0.09 | 285718 | 13393 | 755394 | 59.95 | 78.64 | 95665 | 74125 | 1376 | 86 | 62005 | 246650 | 0.1844 | 4 | 19.1616 | 9 | 128 | 0 | 222 | 18 | h2_depleted
0.9 | 2.1 | 70 | 101.8 | 379.9 | 23.6 | 0.7866 | 224269 | 10428 | 566781 | 69.95 | 83.23 | 95665 | 74125 | 12778 | 766 | 62005 | 255767 | 0.1912 | 7 | 48.837 | 13 | 506 | 0 | 222 | 18 | h2_depleted
0.9 | 2.1 | 80 | 224 | 379.9 | 49.4 | 1.6465 | 174501 | 8081 | 378168 | 79.95 | 86.95 | 95665 | 74125 | 28119 | 1604 | 62005 | 269599 | 0.2016 | 11 | 129.8473 | 20 | 1075 | 0 | 235 | 18 | h2_depleted
0.9 | 2.1 | 90 | 401.6 | 379.9 | 125.5 | 4.1829 | 136465 | 6171 | 189556 | 89.95 | 89.8 | 95665 | 74125 | 50424 | 4078 | 62005 | 292468 | 0.2187 | 25 | 234.1726 | 44 | 1108 | 0 | 361 | 18 | h2_depleted
0.9 | 2.1 | 100 | 1155.3 | 379.9 | 245 | 8.1658 | 116751 | 5134 | 943 | 99.95 | 91.27 | 95665 | 74125 | 145058 | 7960 | 62005 | 389947 | 0.2916 | 41 | 803.0932 | 87 | 3288 | 0 | 361 | 18 | h2_depleted
0.9 | 2.2 | 60 | 29.1 | 379.9 | 7.1 | 0.2366 | 260871 | 12091 | 791365 | 59.95 | 80.49 | 100221 | 74125 | 3653 | 229 | 62005 | 252324 | 0.1887 | 4 | 21.887 | 10 | 175 | 0 | 235 | 18 | h2_depleted
0.9 | 2.2 | 70 | 127.1 | 379.9 | 28 | 0.9332 | 200386 | 9213 | 593771 | 69.95 | 85.02 | 100221 | 74125 | 15952 | 910 | 62005 | 262426 | 0.1962 | 8 | 60.2007 | 13 | 515 | 0 | 221 | 18 | h2_depleted
0.9 | 2.2 | 80 | 255.9 | 379.9 | 60.3 | 2.0098 | 151472 | 6914 | 396176 | 79.95 | 88.67 | 100221 | 74125 | 32128 | 1960 | 62005 | 277353 | 0.2074 | 13 | 142.9548 | 28 | 1076 | 0 | 207 | 18 | h2_depleted
0.9 | 2.2 | 90 | 447.2 | 379.9 | 135.3 | 4.5095 | 116842 | 5167 | 198582 | 89.95 | 91.26 | 100221 | 74125 | 56146 | 4394 | 62005 | 302058 | 0.2258 | 26 | 355.389 | 49 | 1806 | 0 | 361 | 18 | h2_depleted
0.9 | 2.2 | 100 | 1242.7 | 379.9 | 269.1 | 8.9691 | 99945 | 4261 | 988 | 99.95 | 92.53 | 100221 | 74125 | 156020 | 8743 | 62005 | 405375 | 0.3031 | 48 | 994.7007 | 103.9 | 3694 | 0 | 361 | 18 | h2_depleted
0.9 | 2.3 | 60 | 47.5 | 379.9 | 11.5 | 0.3833 | 237570 | 10883 | 827336 | 59.95 | 82.24 | 104776 | 74125 | 5961 | 374 | 62005 | 258124 | 0.193 | 5 | 32.2534 | 10 | 338 | 0 | 222 | 18 | h2_depleted
0.9 | 2.3 | 70 | 152.4 | 379.9 | 33.6 | 1.1199 | 177392 | 8079 | 620760 | 69.95 | 86.74 | 104776 | 74125 | 19134 | 1091 | 62005 | 269210 | 0.2013 | 8 | 95.2979 | 14 | 919 | 0 | 235 | 18 | h2_depleted
0.9 | 2.3 | 80 | 287.7 | 379.9 | 76.8 | 2.5597 | 129689 | 5809 | 414184 | 79.95 | 90.3 | 104776 | 74125 | 36123 | 2494 | 62005 | 285333 | 0.2133 | 14 | 201.7788 | 35 | 1078 | 0 | 221 | 18 | h2_depleted
0.9 | 2.3 | 90 | 495 | 379.9 | 141.3 | 4.7095 | 101285 | 4375 | 207609 | 89.95 | 92.43 | 104776 | 74125 | 62146 | 4592 | 62005 | 312019 | 0.2333 | 27 | 418.7027 | 53 | 2074 | 0 | 342 | 18 | h2_depleted
0.9 | 2.3 | 100 | 1330 | 379.9 | 295.2 | 9.839 | 84789 | 3489 | 1033 | 99.95 | 93.66 | 104776 | 74125 | 166981 | 9589 | 62005 | 420965 | 0.3148 | 50 | 1054.1575 | 118 | 3787 | 0 | 361 | 18 | h2_depleted
0.9 | 2.4 | 60 | 66 | 379.9 | 14.9 | 0.4966 | 215994 | 9804 | 863307 | 59.95 | 83.85 | 109332 | 74125 | 8286 | 485 | 62005 | 264036 | 0.1974 | 6 | 44.0158 | 11 | 508 | 0 | 222 | 18 | h2_depleted
0.9 | 2.4 | 70 | 177.5 | 379.9 | 39.1 | 1.3032 | 155561 | 7021 | 647750 | 69.95 | 88.37 | 109332 | 74125 | 22290 | 1271 | 62005 | 276043 | 0.2064 | 10 | 122.2836 | 14.9 | 1076 | 0 | 221 | 18 | h2_depleted
0.9 | 2.4 | 80 | 321 | 379.9 | 87.2 | 2.9064 | 111763 | 4922 | 432192 | 79.95 | 91.64 | 109332 | 74125 | 40308 | 2833 | 62005 | 293525 | 0.2195 | 20 | 224.9849 | 38 | 1103 | 0 | 222 | 12 | h2_depleted
0.9 | 2.4 | 90 | 545 | 379.9 | 143.3 | 4.7762 | 89081 | 3790 | 216635 | 89.95 | 93.34 | 109332 | 74125 | 68432 | 4656 | 62005 | 322339 | 0.241 | 27 | 451.2411 | 55 | 2137 | 0 | 361 | 18 | h2_depleted
0.9 | 2.4 | 100 | 1417.3 | 379.9 | 322.6 | 10.7523 | 72108 | 2967 | 1078 | 99.95 | 94.61 | 109332 | 74125 | 177943 | 10481 | 62005 | 436852 | 0.3266 | 52 | 1101.7575 | 131.9 | 3844 | 0 | 361 | 18 | h2_depleted
0.9 | 2.5 | 60 | 85.2 | 379.9 | 18.8 | 0.6266 | 195665 | 8818 | 899278 | 59.95 | 85.37 | 113887 | 74125 | 10702 | 611 | 62005 | 270148 | 0.202 | 6 | 48.363 | 12 | 510 | 0 | 235 | 18 | h2_depleted
0.9 | 2.5 | 70 | 202.6 | 379.9 | 45.1 | 1.5032 | 135405 | 6038 | 674739 | 69.95 | 89.88 | 113887 | 74125 | 25440 | 1464 | 62005 | 282959 | 0.2116 | 11 | 132.1267 | 19 | 1076 | 0 | 221 | 18 | h2_depleted
0.9 | 2.5 | 80 | 357 | 379.9 | 93.1 | 3.103 | 97466 | 4226 | 450200 | 79.95 | 92.71 | 113887 | 74125 | 44828 | 3024 | 62005 | 302095 | 0.2259 | 24 | 325.6479 | 41 | 1801 | 0 | 361 | 18 | h2_depleted
0.9 | 2.5 | 90 | 595.8 | 379.9 | 155.1 | 5.1695 | 77169 | 3217 | 225662 | 89.95 | 94.23 | 113887 | 74125 | 74809 | 5040 | 62005 | 333082 | 0.249 | 28 | 760.4705 | 67 | 3268 | 0 | 361 | 18 | h2_depleted
0.9 | 2.5 | 100 | 1504.6 | 379.9 | 350.4 | 11.6788 | 63186 | 2600 | 1123 | 99.95 | 95.28 | 113887 | 74125 | 188905 | 11383 | 62005 | 452904 | 0.3386 | 57 | 2791.9822 | 154.9 | 6942 | 0 | 361 | 18 | h2_depleted
0.9 | 2.6 | 60 | 104.9 | 379.9 | 23.1 | 0.7699 | 175927 | 7869 | 935249 | 59.95 | 86.85 | 118442 | 74125 | 13173 | 751 | 62005 | 276365 | 0.2066 | 7 | 56.4219 | 13 | 517 | 0 | 235 | 18 | h2_depleted
0.9 | 2.6 | 70 | 229.4 | 379.9 | 52.9 | 1.7632 | 116690 | 5133 | 701729 | 69.95 | 91.28 | 118442 | 74125 | 28800 | 1719 | 62005 | 290224 | 0.217 | 12 | 147.937 | 26 | 1077 | 0 | 221 | 18 | h2_depleted
0.9 | 2.6 | 80 | 393.9 | 379.9 | 99.6 | 3.3197 | 84858 | 3628 | 468208 | 79.95 | 93.66 | 118442 | 74125 | 49461 | 3234 | 62005 | 310896 | 0.2325 | 25 | 357.3596 | 45 | 1804 | 0 | 342 | 18 | h2_depleted
0.9 | 2.6 | 90 | 649.2 | 379.9 | 167.8 | 5.5928 | 67540 | 2801 | 234688 | 89.95 | 94.95 | 118442 | 74125 | 81513 | 5453 | 62005 | 344339 | 0.2575 | 30 | 805.5918 | 74 | 3271 | 0 | 361 | 18 | h2_depleted
0.9 | 2.6 | 100 | 1591.9 | 379.9 | 394.2 | 13.1387 | 56003 | 2304 | 1168 | 99.95 | 95.81 | 118442 | 74125 | 199866 | 12806 | 62005 | 469548 | 0.3511 | 84 | 2859.689 | 202.9 | 7016 | 0 | 360 | 18 | h2_depleted
0.9 | 2.7 | 60 | 125.1 | 379.9 | 27.6 | 0.9199 | 156771 | 6953 | 971221 | 59.95 | 88.28 | 122998 | 74125 | 15710 | 896 | 62005 | 282687 | 0.2114 | 8 | 109.4692 | 13 | 1076 | 0 | 235 | 18 | h2_depleted
0.9 | 2.7 | 70 | 256 | 379.9 | 59.3 | 1.9765 | 101763 | 4434 | 728719 | 69.95 | 92.39 | 122998 | 74125 | 32137 | 1927 | 62005 | 297626 | 0.2225 | 13 | 206.026 | 32 | 1078 | 0 | 221 | 18 | h2_depleted
0.9 | 2.7 | 80 | 432.2 | 379.9 | 105.4 | 3.513 | 74182 | 3141 | 486217 | 79.95 | 94.45 | 122998 | 74125 | 54266 | 3426 | 62005 | 319960 | 0.2392 | 25 | 372.7829 | 48 | 1806 | 0 | 361 | 18 | h2_depleted
0.9 | 2.7 | 90 | 702.2 | 379.9 | 192.8 | 6.426 | 57707 | 2379 | 243715 | 89.95 | 95.69 | 122998 | 74125 | 88164 | 6265 | 62005 | 355936 | 0.2661 | 36 | 1044.2952 | 91 | 3794 | 0 | 361 | 18 | h2_depleted
0.9 | 2.7 | 100 | 1679.2 | 379.9 | 514.5 | 17.1483 | 47593 | 1958 | 1213 | 99.95 | 96.44 | 122998 | 74125 | 210828 | 16716 | 62005 | 488629 | 0.3653 | 157 | 2986.0479 | 291.8 | 7163 | 0 | 43 | 18 | h2_depleted
0.9 | 2.8 | 60 | 144.5 | 379.9 | 31.8 | 1.0599 | 138346 | 6091 | 1007192 | 59.95 | 89.66 | 127553 | 74125 | 18140 | 1035 | 62005 | 288948 | 0.216 | 8 | 117.1397 | 13.9 | 1076 | 0 | 235 | 18 | h2_depleted
0.9 | 2.8 | 70 | 285.9 | 379.9 | 62.2 | 2.0731 | 90423 | 3926 | 755708 | 69.95 | 93.24 | 127553 | 74125 | 35901 | 2021 | 62005 | 305531 | 0.2284 | 13 | 218.2767 | 35 | 1102 | 0 | 221 | 18 | h2_depleted
0.9 | 2.8 | 80 | 470.7 | 379.9 | 118.5 | 3.9496 | 63536 | 2655 | 504225 | 79.95 | 95.25 | 127553 | 74125 | 59097 | 3851 | 62005 | 329286 | 0.2462 | 26 | 734.8801 | 55 | 3248 | 0 | 361 | 18 | h2_depleted
0.9 | 2.8 | 90 | 761.1 | 379.9 | 201.1 | 6.7027 | 49511 | 2037 | 252741 | 89.95 | 96.3 | 127553 | 74125 | 95561 | 6534 | 62005 | 367815 | 0.275 | 37 | 1075.7801 | 102.9 | 3840 | 0 | 361 | 18 | h2_depleted
0.9 | 2.8 | 100 | 1766.5 | 379.9 | 797.5 | 26.5807 | 36492 | 1501 | 1257 | 99.95 | 97.27 | 127553 | 74125 | 221789 | 25910 | 62005 | 512883 | 0.3835 | 294 | 3612.4397 | 560 | 7876 | 0 | 356 | 18 | h2_depleted
0.9 | 2.9 | 60 | 165.3 | 379.9 | 36.4 | 1.2132 | 120609 | 5266 | 1043163 | 59.95 | 90.98 | 132109 | 74125 | 20756 | 1184 | 62005 | 295445 | 0.2209 | 9 | 125.0644 | 14 | 1077 | 0 | 235 | 18 | h2_depleted
0.9 | 2.9 | 70 | 313.6 | 379.9 | 69.2 | 2.3064 | 78971 | 3401 | 782698 | 69.95 | 94.1 | 132109 | 74125 | 39380 | 2248 | 62005 | 313267 | 0.2342 | 14 | 317.3986 | 38 | 1801 | 0 | 221 | 18 | h2_depleted
0.9 | 2.9 | 80 | 509.1 | 379.9 | 137.9 | 4.5962 | 53694 | 2232 | 522233 | 79.95 | 95.99 | 132109 | 74125 | 63926 | 4480 | 62005 | 338876 | 0.2534 | 27 | 803.0377 | 68 | 3271 | 0 | 361 | 18 | h2_depleted
0.9 | 2.9 | 90 | 820.3 | 379.9 | 217.5 | 7.2493 | 41908 | 1724 | 261767 | 89.95 | 96.87 | 132109 | 74125 | 102998 | 7066 | 62005 | 380027 | 0.2841 | 39 | 1597.3219 | 122 | 5018 | 0 | 361 | 18 | h2_depleted
0.9 | 2.9 | 100 | 1853.8 | 379.9 | 1269.6 | 42.3158 | 22360 | 920 | 1302 | 99.95 | 98.33 | 132109 | 74125 | 232751 | 41247 | 62005 | 543157 | 0.4061 | 686 | 4227.5863 | 1027 | 8527 | 0 | 356 | 18 | h2_depleted
0.9 | 3 | 60 | 187 | 379.9 | 41.2 | 1.3732 | 104115 | 4525 | 1079134 | 59.95 | 92.22 | 136664 | 74125 | 23482 | 1339 | 62005 | 302141 | 0.2259 | 10 | 136.5836 | 19 | 1078 | 0 | 235 | 18 | h2_depleted
0.9 | 3 | 70 | 342.6 | 379.9 | 78.9 | 2.6297 | 68567 | 2918 | 809687 | 69.95 | 94.87 | 136664 | 74125 | 43009 | 2564 | 62005 | 321285 | 0.2402 | 15 | 362.024 | 43 | 1804 | 0 | 221 | 18 | h2_depleted
0.9 | 3 | 80 | 553.3 | 379.9 | 135.6 | 4.5195 | 46840 | 1949 | 540241 | 79.95 | 96.5 | 136664 | 74125 | 69464 | 4405 | 62005 | 348612 | 0.2607 | 27 | 814.3904 | 70 | 3294 | 0 | 361 | 18 | h2_depleted
0.9 | 3 | 90 | 879.5 | 379.9 | 244.5 | 8.1492 | 34812 | 1432 | 270794 | 89.95 | 97.4 | 136664 | 74125 | 110424 | 7942 | 62005 | 392592 | 0.2935 | 49 | 2807.7623 | 142 | 6964 | 0 | 361 | 18 | h2_depleted
0.9 | 3 | 100 | 1941.1 | 379.9 | 1825 | 60.8272 | 8066 | 332 | 1347 | 99.95 | 99.4 | 136664 | 74125 | 243712 | 59288 | 62005 | 576126 | 0.4308 | 1332 | 5492.3637 | 2059.4 | 8760 | 0.13493 | 359 | 18 | h2_depleted
0.9 | 3.1 | 60 | 208.8 | 379.9 | 46 | 1.5332 | 90084 | 3898 | 1115105 | 59.95 | 93.26 | 141220 | 74125 | 26219 | 1495 | 62005 | 308962 | 0.231 | 11 | 164.6705 | 21 | 1078 | 0 | 235 | 18 | h2_depleted
0.9 | 3.1 | 70 | 372.3 | 379.9 | 92.2 | 3.073 | 58238 | 2450 | 836677 | 69.95 | 95.65 | 141220 | 74125 | 46738 | 2995 | 62005 | 329533 | 0.2464 | 25 | 438.3514 | 49 | 2095 | 0 | 361 | 18 | h2_depleted
0.9 | 3.1 | 80 | 594.8 | 379.9 | 147.8 | 4.9262 | 39201 | 1623 | 558249 | 79.95 | 97.07 | 141220 | 74125 | 74680 | 4801 | 62005 | 358454 | 0.268 | 28 | 1062.3623 | 84 | 3843 | 0 | 361 | 18 | h2_depleted
0.9 | 3.1 | 90 | 942 | 379.9 | 268.7 | 8.9558 | 28747 | 1183 | 279820 | 89.95 | 97.85 | 141220 | 74125 | 118274 | 8731 | 62005 | 405537 | 0.3032 | 51 | 2854.9555 | 170 | 7015 | 0 | 361 | 18 | h2_depleted
0.9 | 3.1 | 100 | 2028.4 | 379.9 | 2387.6 | 79.5787 | 0 | 0 | 1392 | 99.95 | 100 | 141220 | 74125 | 254674 | 77568 | 62005 | 609592 | 0.4558 | 8760 | 8760 | 8760 | 8760 | 1 | 1 | 0
0.9 | 3.2 | 60 | 229.2 | 379.9 | 50.5 | 1.6832 | 78950 | 3398 | 1151076 | 59.95 | 94.1 | 145775 | 74125 | 28779 | 1641 | 62005 | 315723 | 0.2361 | 12 | 282.1466 | 27 | 1800 | 0 | 221 | 18 | h2_depleted
0.9 | 3.2 | 70 | 402.4 | 379.9 | 96.6 | 3.2197 | 50374 | 2114 | 863666 | 69.95 | 96.23 | 145775 | 74125 | 50520 | 3137 | 62005 | 337677 | 0.2525 | 25 | 757.1788 | 52.9 | 3248 | 0 | 361 | 18 | h2_depleted
0.9 | 3.2 | 80 | 638.3 | 379.9 | 155.1 | 5.1695 | 33598 | 1384 | 576257 | 79.95 | 97.49 | 145775 | 74125 | 80143 | 5038 | 62005 | 368471 | 0.2755 | 30 | 1548.363 | 92.9 | 4951 | 0 | 361 | 18 | h2_depleted
0.9 | 3.2 | 90 | 1013.2 | 379.9 | 270.9 | 9.0291 | 23194 | 954 | 288847 | 89.95 | 98.27 | 145775 | 74125 | 127213 | 8802 | 62005 | 418874 | 0.3132 | 51 | 2910.3055 | 194.8 | 7079 | 0 | 361 | 18 | h2_depleted
0.9 | 3.2 | 100 | 2115.7 | 379.9 | 3050.7 | 101.6798 | 0 | 0 | 1437 | 99.95 | 100 | 145775 | 74125 | 265635 | 99109 | 62005 | 646649 | 0.4835 | 8760 | 8760 | 8760 | 8760 | 1 | 1 | 0
0.9 | 3.3 | 60 | 251 | 379.9 | 55.3 | 1.8431 | 69092 | 2960 | 1187047 | 59.95 | 94.83 | 150331 | 74125 | 31514 | 1797 | 62005 | 322732 | 0.2413 | 12 | 304.5993 | 33 | 1802 | 0 | 235 | 18 | h2_depleted
0.9 | 3.3 | 70 | 435.8 | 379.9 | 99.8 | 3.3263 | 43451 | 1824 | 890656 | 69.95 | 96.75 | 150331 | 74125 | 54723 | 3241 | 62005 | 346248 | 0.2589 | 26 | 760.8459 | 56 | 3248 | 0 | 342 | 18 | h2_depleted
0.9 | 3.3 | 80 | 679.9 | 379.9 | 177.8 | 5.9261 | 27093 | 1115 | 594265 | 79.95 | 97.97 | 150331 | 74125 | 85369 | 5775 | 62005 | 378720 | 0.2832 | 36 | 2181.963 | 121.9 | 6052 | 0 | 361 | 18 | h2_depleted
0.9 | 3.3 | 90 | 1075.5 | 379.9 | 316.7 | 10.5556 | 17132 | 705 | 297873 | 89.95 | 98.72 | 150331 | 74125 | 135033 | 10289 | 62005 | 432488 | 0.3234 | 58 | 3015.8041 | 282 | 7194 | 0 | 361 | 18 | h2_depleted
0.9 | 3.3 | 100 | 2203 | 379.9 | 3729.3 | 124.2976 | 0 | 0 | 1482 | 99.95 | 100 | 150331 | 74125 | 276597 | 121155 | 62005 | 684213 | 0.5116 | 8760 | 8760 | 8760 | 8760 | 1 | 1 | 0
0.9 | 3.4 | 60 | 275.6 | 379.9 | 60.7 | 2.0231 | 60813 | 2591 | 1223018 | 59.95 | 95.45 | 154886 | 74125 | 34598 | 1973 | 62005 | 330178 | 0.2469 | 13 | 338.374 | 38 | 1804 | 0 | 221 | 18 | h2_depleted
0.9 | 3.4 | 70 | 468.8 | 379.9 | 109.8 | 3.6596 | 36346 | 1522 | 917646 | 69.95 | 97.28 | 154886 | 74125 | 58855 | 3566 | 62005 | 354959 | 0.2654 | 26 | 1004.8418 | 66 | 3819 | 0 | 361 | 18 | h2_depleted
0.9 | 3.4 | 80 | 726.5 | 379.9 | 187.1 | 6.236 | 22464 | 924 | 612273 | 79.95 | 98.32 | 154886 | 74125 | 91217 | 6078 | 62005 | 389236 | 0.291 | 37 | 2826.0253 | 140.9 | 6988 | 0 | 361 | 18 | h2_depleted
0.9 | 3.4 | 90 | 1150.7 | 379.9 | 320.5 | 10.6823 | 12546 | 516 | 306900 | 89.95 | 99.06 | 154886 | 74125 | 144470 | 10411 | 62005 | 446414 | 0.3338 | 60 | 3022.9582 | 302 | 7196 | 0 | 361 | 18 | h2_depleted
0.9 | 3.4 | 100 | 2290.4 | 379.9 | 4488.3 | 149.595 | 0 | 0 | 1527 | 99.95 | 100 | 154886 | 74125 | 287564 | 145811 | 62005 | 724391 | 0.5416 | 8760 | 8760 | 8760 | 8760 | 1 | 1 | 0
0.9 | 3.5 | 60 | 298.3 | 379.9 | 71 | 2.3664 | 52180 | 2204 | 1258990 | 59.95 | 96.1 | 159442 | 74125 | 37448 | 2305 | 62005 | 337529 | 0.2524 | 14 | 367.9082 | 43 | 1807 | 0 | 221 | 18 | h2_depleted
0.9 | 3.5 | 70 | 503.2 | 379.9 | 116.3 | 3.8763 | 30877 | 1289 | 944635 | 69.95 | 97.69 | 159442 | 74125 | 63179 | 3779 | 62005 | 363819 | 0.272 | 27 | 1174.1452 | 74 | 4183 | 0 | 342 | 18 | h2_depleted
0.9 | 3.5 | 80 | 774.1 | 379.9 | 198 | 6.5993 | 18112 | 745 | 630281 | 79.95 | 98.65 | 159442 | 74125 | 97188 | 6432 | 62005 | 399937 | 0.299 | 39 | 2834.5384 | 158 | 6992 | 0 | 361 | 18 | h2_depleted
0.9 | 3.5 | 90 | 1229 | 379.9 | 414.9 | 13.8286 | 5513 | 227 | 315926 | 89.95 | 99.59 | 159442 | 74125 | 154300 | 13478 | 62005 | 463577 | 0.3466 | 172 | 3788.3664 | 696.9 | 8070 | 0 | 361 | 18 | h2_depleted
0.9 | 3.5 | 100 | 2377.8 | 379.9 | 5309.3 | 176.959 | 0 | 0 | 1572 | 99.95 | 100 | 159442 | 74125 | 298547 | 172487 | 62005 | 766605 | 0.5732 | 8760 | 8760 | 8760 | 8760 | 1 | 1 | 0
0.9 | 3.6 | 60 | 322.8 | 379.9 | 74 | 2.4664 | 46194 | 1947 | 1294961 | 59.95 | 96.55 | 163997 | 74125 | 40531 | 2403 | 62005 | 345007 | 0.258 | 14 | 704.5041 | 46 | 3247 | 0 | 221 | 18 | h2_depleted
0.9 | 3.6 | 70 | 540.3 | 379.9 | 114.9 | 3.8296 | 27278 | 1139 | 971625 | 69.95 | 97.96 | 163997 | 74125 | 67839 | 3733 | 62005 | 372838 | 0.2788 | 27 | 1174.9699 | 75 | 4183 | 0 | 361 | 18 | h2_depleted
0.9 | 3.6 | 80 | 823.7 | 379.9 | 205.7 | 6.856 | 14352 | 590 | 648289 | 79.95 | 98.93 | 163997 | 74125 | 103423 | 6684 | 62005 | 410824 | 0.3072 | 48 | 2912.6884 | 182 | 7085 | 0 | 361 | 18 | h2_depleted
0.9 | 3.6 | 90 | 1316.2 | 379.9 | 595.3 | 19.8413 | 0 | 0 | 324953 | 89.95 | 100 | 163997 | 74125 | 165251 | 19340 | 62005 | 484718 | 0.3624 | 709 | 8749.3986 | 8760 | 8760 | 0.99863 | 356 | 18 | h2_depleted
0.9 | 3.6 | 100 | 2465.3 | 379.9 | 6131.6 | 204.3662 | 0 | 0 | 1617 | 99.95 | 100 | 163997 | 74125 | 309530 | 199198 | 62005 | 808856 | 0.6048 | 8760 | 8760 | 8760 | 8760 | 1 | 1 | 0
0.9 | 3.7 | 60 | 347.2 | 379.9 | 80.6 | 2.6864 | 38992 | 1641 | 1330932 | 59.95 | 97.08 | 168553 | 74125 | 43594 | 2620 | 62005 | 352537 | 0.2636 | 20 | 757.537 | 52 | 3248 | 0 | 222 | 12 | h2_depleted
0.9 | 3.7 | 70 | 575.7 | 379.9 | 125.1 | 4.1696 | 22435 | 929 | 998614 | 69.95 | 98.32 | 168553 | 74125 | 72285 | 4063 | 62005 | 381960 | 0.2856 | 28 | 1560.4575 | 90 | 4975 | 0 | 342 | 18 | h2_depleted
0.9 | 3.7 | 80 | 877.3 | 379.9 | 202.5 | 6.7493 | 11599 | 477 | 666297 | 79.95 | 99.13 | 168553 | 74125 | 110150 | 6580 | 62005 | 421889 | 0.3154 | 48 | 2917.7075 | 195.9 | 7088 | 0 | 361 | 18 | h2_depleted
0.9 | 3.7 | 90 | 1451.5 | 379.9 | 729.4 | 24.3109 | 0 | 0 | 333979 | 89.95 | 100 | 168553 | 74125 | 182239 | 23696 | 62005 | 510618 | 0.3818 | 8760 | 8760 | 8760 | 8760 | 1 | 1 | 0
0.9 | 3.7 | 100 | 2552.8 | 379.9 | 6997.6 | 233.23 | 0 | 0 | 1662 | 99.95 | 100 | 168553 | 74125 | 320513 | 227333 | 62005 | 852529 | 0.6374 | 8760 | 8760 | 8760 | 8760 | 1 | 1 | 0
0.9 | 3.8 | 60 | 374.1 | 379.9 | 81.8 | 2.7264 | 34165 | 1438 | 1366903 | 59.95 | 97.45 | 173108 | 74125 | 46964 | 2659 | 62005 | 360299 | 0.2694 | 25 | 889.3466 | 54 | 3608 | 0 | 361 | 18 | h2_depleted
0.9 | 3.8 | 70 | 614 | 379.9 | 125.9 | 4.1962 | 19128 | 790 | 1025604 | 69.95 | 98.57 | 173108 | 74125 | 77092 | 4089 | 62005 | 391208 | 0.2925 | 28 | 2169.6452 | 98 | 6051 | 0 | 361 | 18 | h2_depleted
0.9 | 3.8 | 80 | 929.3 | 379.9 | 215.2 | 7.1726 | 7834 | 322 | 684305 | 79.95 | 99.41 | 173108 | 74125 | 116683 | 6990 | 62005 | 433234 | 0.3239 | 49 | 2950.1705 | 217 | 7125 | 0 | 361 | 18 | h2_depleted
0.9 | 3.8 | 90 | 1515.6 | 379.9 | 1480.6 | 49.3484 | 0 | 0 | 343006 | 89.95 | 100 | 173108 | 74125 | 190289 | 48102 | 62005 | 547628 | 0.4095 | 8760 | 8760 | 8760 | 8760 | 1 | 1 | 0
0.9 | 3.8 | 100 | 2640.3 | 379.9 | 7994.5 | 266.4567 | 0 | 0 | 1706 | 99.95 | 100 | 173108 | 74125 | 331497 | 259721 | 62005 | 900456 | 0.6733 | 8760 | 8760 | 8760 | 8760 | 1 | 1 | 0
0.9 | 3.9 | 60 | 400.9 | 379.9 | 86.9 | 2.8964 | 29194 | 1227 | 1402874 | 59.95 | 97.82 | 177664 | 74125 | 50329 | 2824 | 62005 | 368173 | 0.2753 | 26 | 988.6658 | 61 | 3822 | 0 | 342 | 18 | h2_depleted
0.9 | 3.9 | 70 | 649.4 | 379.9 | 142.8 | 4.7595 | 14720 | 606 | 1052593 | 69.95 | 98.9 | 177664 | 74125 | 81531 | 4638 | 62005 | 400568 | 0.2995 | 32 | 2824.8822 | 133.9 | 6989 | 0 | 361 | 18 | h2_depleted
0.9 | 3.9 | 80 | 984.6 | 379.9 | 221.5 | 7.3826 | 4961 | 204 | 702313 | 79.95 | 99.63 | 177664 | 74125 | 123627 | 7195 | 62005 | 444819 | 0.3326 | 50 | 3025.0253 | 284.9 | 7203 | 0 | 361 | 18 | h2_depleted
0.9 | 3.9 | 90 | 1546.8 | 379.9 | 2396.3 | 79.8687 | 0 | 0 | 352032 | 89.95 | 100 | 177664 | 74125 | 194204 | 77849 | 62005 | 585846 | 0.438 | 8760 | 8760 | 8760 | 8760 | 1 | 1 | 0
0.9 | 3.9 | 100 | 2779.7 | 379.9 | 9165.4 | 305.4828 | 0 | 0 | 1751 | 99.95 | 100 | 177664 | 74125 | 349005 | 297758 | 62005 | 960557 | 0.7182 | 8760 | 8760 | 8760 | 8760 | 1 | 1 | 0
0.9 | 4 | 60 | 429.4 | 379.9 | 86.7 | 2.8897 | 25902 | 1089 | 1438845 | 59.95 | 98.06 | 182219 | 74125 | 53917 | 2817 | 62005 | 376172 | 0.2813 | 26 | 1044.6521 | 63 | 3918 | 0 | 342 | 18 | h2_depleted
0.9 | 4 | 70 | 686.1 | 379.9 | 155.2 | 5.1728 | 11034 | 454 | 1079583 | 69.95 | 99.18 | 182219 | 74125 | 86145 | 5044 | 62005 | 409992 | 0.3065 | 35 | 2910.013 | 170.9 | 7086 | 0 | 361 | 18 | h2_depleted
0.9 | 4 | 80 | 1040.2 | 379.9 | 252.7 | 8.4225 | 1863 | 77 | 720321 | 79.95 | 99.86 | 182219 | 74125 | 130607 | 8209 | 62005 | 457241 | 0.3419 | 52 | 4063.0116 | 550.7 | 8423 | 0 | 361 | 18 | h2_depleted
0.9 | 4 | 90 | 1515.4 | 379.9 | 3587.8 | 119.5814 | 0 | 0 | 361059 | 89.95 | 100 | 182219 | 74125 | 190261 | 116557 | 62005 | 625167 | 0.4674 | 8760 | 8760 | 8760 | 8760 | 1 | 1 | 0
0.9 | 4.1 | 60 | 456.7 | 379.9 | 95.2 | 3.173 | 21367 | 893 | 1474816 | 59.95 | 98.4 | 186775 | 74125 | 57340 | 3093 | 62005 | 384231 | 0.2873 | 27 | 1186.8103 | 71.9 | 4205 | 0 | 342 | 18 | h2_depleted
0.9 | 4.1 | 70 | 725.7 | 379.9 | 160.1 | 5.3361 | 8216 | 338 | 1106573 | 69.95 | 99.39 | 186775 | 74125 | 91113 | 5200 | 62005 | 419555 | 0.3137 | 36 | 2942.8801 | 183.9 | 7124 | 0 | 361 | 18 | h2_depleted
0.9 | 4.1 | 80 | 1102.2 | 379.9 | 302.2 | 10.0723 | 547 | 23 | 738329 | 79.95 | 99.96 | 186775 | 74125 | 138381 | 9816 | 62005 | 471124 | 0.3523 | 62 | 4548.2021 | 1048.4 | 8760 | 0.019178 | 361 | 18 | h2_depleted
0.9 | 4.1 | 90 | 1570.9 | 379.9 | 4455.8 | 148.5118 | 0 | 0 | 370085 | 89.95 | 100 | 186775 | 74125 | 197238 | 144756 | 62005 | 664899 | 0.4971 | 8760 | 8760 | 8760 | 8760 | 1 | 1 | 0
0.9 | 4.2 | 60 | 484.6 | 379.9 | 102.5 | 3.4163 | 17289 | 717 | 1510787 | 59.95 | 98.71 | 191330 | 74125 | 60839 | 3329 | 62005 | 392345 | 0.2934 | 27 | 1192.6274 | 79 | 4207 | 0 | 361 | 18 | h2_depleted
0.9 | 4.2 | 70 | 766 | 379.9 | 164.4 | 5.4795 | 5975 | 246 | 1133562 | 69.95 | 99.55 | 191330 | 74125 | 96178 | 5341 | 62005 | 429225 | 0.3209 | 37 | 2946.7356 | 195 | 7126 | 0 | 342 | 18 | h2_depleted
0.9 | 4.2 | 80 | 1185.6 | 379.9 | 321.3 | 10.7089 | 0 | 0 | 756337 | 79.95 | 100 | 191330 | 74125 | 148853 | 10438 | 62005 | 486751 | 0.3639 | 180 | 4557.1692 | 1057.4 | 8760 | 0.020548 | 361 | 18 | h2_depleted
0.9 | 4.2 | 90 | 1756.2 | 379.9 | 4883.1 | 162.7537 | 0 | 0 | 379111 | 89.95 | 100 | 191330 | 74125 | 220500 | 158639 | 62005 | 706599 | 0.5283 | 8760 | 8760 | 8760 | 8760 | 1 | 1 | 0
0.9 | 4.3 | 60 | 513.8 | 379.9 | 106.4 | 3.5463 | 14181 | 584 | 1546759 | 59.95 | 98.94 | 195886 | 74125 | 64506 | 3458 | 62005 | 400563 | 0.2995 | 28 | 2169.374 | 91 | 6054 | 0 | 342 | 18 | h2_depleted
0.9 | 4.3 | 70 | 808.5 | 379.9 | 162.9 | 5.4295 | 4968 | 204 | 1160552 | 69.95 | 99.63 | 195886 | 74125 | 101507 | 5292 | 62005 | 439019 | 0.3283 | 37 | 2952.7904 | 202.8 | 7132 | 0 | 361 | 18 | h2_depleted
0.9 | 4.3 | 80 | 1273.8 | 379.9 | 380.2 | 12.6721 | 0 | 0 | 774345 | 79.95 | 100 | 195886 | 74125 | 159926 | 12352 | 62005 | 504293 | 0.3771 | 8760 | 8760 | 8760 | 8760 | 1 | 1 | 0
0.9 | 4.3 | 90 | 1874.1 | 379.9 | 5914.2 | 197.1203 | 0 | 0 | 388138 | 89.95 | 100 | 195886 | 74125 | 235295 | 192137 | 62005 | 759448 | 0.5678 | 8760 | 8760 | 8760 | 8760 | 1 | 1 | 0
0.9 | 4.4 | 60 | 542.3 | 379.9 | 114.2 | 3.8063 | 10877 | 448 | 1582730 | 59.95 | 99.19 | 200441 | 74125 | 68090 | 3712 | 62005 | 408820 | 0.3057 | 28 | 2820.8548 | 121 | 6991 | 0 | 361 | 18 | h2_depleted
0.9 | 4.4 | 70 | 852.2 | 379.9 | 161.5 | 5.3828 | 4223 | 174 | 1187541 | 69.95 | 99.68 | 200441 | 74125 | 106998 | 5247 | 62005 | 448991 | 0.3357 | 37 | 2956.2301 | 206.9 | 7135 | 0 | 361 | 18 | h2_depleted
0.9 | 4.4 | 80 | 1392.4 | 379.9 | 443.8 | 14.7919 | 0 | 0 | 792353 | 79.95 | 100 | 200441 | 74125 | 174816 | 14419 | 62005 | 525806 | 0.3931 | 8760 | 8760 | 8760 | 8760 | 1 | 1 | 0
0.9 | 4.4 | 90 | 1830.4 | 379.9 | 8389.7 | 279.6287 | 0 | 0 | 397164 | 89.95 | 100 | 200441 | 74125 | 229820 | 272560 | 62005 | 838951 | 0.6273 | 8760 | 8760 | 8760 | 8760 | 1 | 1 | 0
0.9 | 4.5 | 60 | 571.6 | 379.9 | 120.1 | 4.0029 | 8329 | 343 | 1618701 | 59.95 | 99.38 | 204997 | 74125 | 71765 | 3903 | 62005 | 417137 | 0.3119 | 30 | 2903.7747 | 139.9 | 7088 | 0 | 361 | 18 | h2_depleted
0.9 | 4.5 | 70 | 895.9 | 379.9 | 164.1 | 5.4695 | 3479 | 143 | 1214531 | 69.95 | 99.74 | 204997 | 74125 | 112489 | 5332 | 62005 | 459091 | 0.3433 | 38 | 3322.1082 | 249.8 | 7592 | 0 | 342 | 18 | h2_depleted
0.9 | 4.5 | 80 | 1569 | 379.9 | 452.4 | 15.0785 | 0 | 0 | 810361 | 79.95 | 100 | 204997 | 74125 | 196997 | 14698 | 62005 | 552822 | 0.4133 | 8760 | 8760 | 8760 | 8760 | 1 | 1 | 0
0.9 | 4.6 | 60 | 601.1 | 379.9 | 126.9 | 4.2296 | 6485 | 267 | 1654672 | 59.95 | 99.52 | 209552 | 74125 | 75470 | 4123 | 62005 | 425542 | 0.3182 | 32 | 2941.2973 | 174.7 | 7125 | 0 | 361 | 18 | h2_depleted
0.9 | 4.6 | 70 | 938.3 | 379.9 | 181.4 | 6.0461 | 2034 | 84 | 1241520 | 69.95 | 99.85 | 209552 | 74125 | 117804 | 5893 | 62005 | 469462 | 0.351 | 50 | 3947.3836 | 488 | 8300 | 0 | 361 | 18 | h2_depleted
0.9 | 4.6 | 80 | 1705.5 | 379.9 | 824.3 | 27.4739 | 0 | 0 | 828369 | 79.95 | 100 | 209552 | 74125 | 214133 | 26780 | 62005 | 586595 | 0.4386 | 8760 | 8760 | 8760 | 8760 | 1 | 1 | 0
0.9 | 4.7 | 60 | 632.1 | 379.9 | 131.4 | 4.3796 | 5403 | 222 | 1690643 | 59.95 | 99.6 | 214108 | 74125 | 79366 | 4270 | 62005 | 434096 | 0.3246 | 33 | 2948.1144 | 195.8 | 7128 | 0 | 361 | 18 | h2_depleted
0.9 | 4.7 | 70 | 988.6 | 379.9 | 190.1 | 6.336 | 1533 | 63 | 1268510 | 69.95 | 99.89 | 214108 | 74125 | 124127 | 6177 | 62005 | 480605 | 0.3593 | 51 | 4421.989 | 920.4 | 8760 | 0.0047945 | 361 | 18 | h2_depleted
0.9 | 4.7 | 80 | 1665.6 | 379.9 | 2096.1 | 69.863 | 0 | 0 | 846377 | 79.95 | 100 | 214108 | 74125 | 209125 | 68097 | 62005 | 627459 | 0.4691 | 8760 | 8760 | 8760 | 8760 | 1 | 1 | 0
0.9 | 4.8 | 60 | 663.4 | 379.9 | 136.5 | 4.5495 | 4417 | 182 | 1726614 | 59.95 | 99.67 | 218663 | 74125 | 83298 | 4434 | 62005 | 442707 | 0.331 | 35 | 2952.7445 | 202.9 | 7132 | 0 | 361 | 18 | h2_depleted
0.9 | 4.8 | 70 | 1030 | 379.9 | 256.4 | 8.5458 | 41 | 2 | 1295500 | 69.95 | 100 | 218663 | 74125 | 129315 | 8330 | 62005 | 492439 | 0.3682 | 61 | 4438.8007 | 937.4 | 8760 | 0.0068493 | 361 | 18 | h2_depleted
0.9 | 4.8 | 80 | 1722.7 | 379.9 | 3113.1 | 103.7596 | 0 | 0 | 864385 | 79.95 | 100 | 218663 | 74125 | 216294 | 101135 | 62005 | 672221 | 0.5026 | 8760 | 8760 | 8760 | 8760 | 1 | 1 | 0
0.9 | 4.9 | 60 | 696.3 | 379.9 | 137.8 | 4.5929 | 3883 | 160 | 1762585 | 59.95 | 99.71 | 223219 | 74125 | 87422 | 4477 | 62005 | 451406 | 0.3375 | 36 | 3012.5575 | 218 | 7206 | 0 | 342 | 18 | h2_depleted
0.9 | 4.9 | 70 | 1090.7 | 379.9 | 272 | 9.0658 | 0 | 0 | 1322489 | 69.95 | 100 | 223219 | 74125 | 136938 | 8836 | 62005 | 505122 | 0.3777 | 8760 | 8760 | 8760 | 8760 | 1 | 1 | 0
0.9 | 4.9 | 80 | 1706.6 | 379.9 | 4749.1 | 158.2875 | 0 | 0 | 882393 | 79.95 | 100 | 223219 | 74125 | 214265 | 154285 | 62005 | 727898 | 0.5442 | 8760 | 8760 | 8760 | 8760 | 1 | 1 | 0
0.9 | 5 | 60 | 730.1 | 379.9 | 136.6 | 4.5529 | 3572 | 147 | 1798556 | 59.95 | 99.73 | 227774 | 74125 | 91673 | 4439 | 62005 | 460163 | 0.3441 | 36 | 3322.7192 | 234.9 | 7591 | 0 | 342 | 18 | h2_depleted
0.9 | 5 | 70 | 1165.1 | 379.9 | 265.4 | 8.8458 | 0 | 0 | 1349479 | 69.95 | 100 | 227774 | 74125 | 146279 | 8621 | 62005 | 518804 | 0.3879 | 8760 | 8760 | 8760 | 8760 | 1 | 1 | 0
0.9 | 5.1 | 60 | 764.1 | 379.9 | 137 | 4.5662 | 3167 | 130 | 1834528 | 59.95 | 99.76 | 232329 | 74125 | 95941 | 4451 | 62005 | 468981 | 0.3507 | 36 | 3323.6966 | 240 | 7591 | 0 | 361 | 18 | h2_depleted
0.9 | 5.1 | 70 | 1234.1 | 379.9 | 304 | 10.1323 | 0 | 0 | 1376468 | 69.95 | 100 | 232329 | 74125 | 154942 | 9878 | 62005 | 533279 | 0.3987 | 8760 | 8760 | 8760 | 8760 | 1 | 1 | 0
0.9 | 5.2 | 60 | 798.9 | 379.9 | 135.3 | 4.5095 | 2922 | 120 | 1870499 | 59.95 | 99.78 | 236885 | 74125 | 100309 | 4395 | 62005 | 477838 | 0.3573 | 37 | 3326.8555 | 258 | 7591 | 0 | 342 | 18 | h2_depleted
0.9 | 5.2 | 70 | 1328.7 | 379.9 | 317.3 | 10.5756 | 0 | 0 | 1403458 | 69.95 | 100 | 236885 | 74125 | 166824 | 10310 | 62005 | 550149 | 0.4113 | 8760 | 8760 | 8760 | 8760 | 1 | 1 | 0
0.9 | 5.3 | 60 | 833.5 | 379.9 | 135.9 | 4.5295 | 2501 | 103 | 1906470 | 59.95 | 99.81 | 241440 | 74125 | 104649 | 4414 | 62005 | 486736 | 0.3639 | 37 | 3327.2281 | 259 | 7591 | 0 | 342 | 18 | h2_depleted
0.9 | 5.3 | 70 | 1430.4 | 379.9 | 345.8 | 11.5255 | 0 | 0 | 1430447 | 69.95 | 100 | 241440 | 74125 | 179589 | 11236 | 62005 | 568395 | 0.425 | 8760 | 8760 | 8760 | 8760 | 1 | 1 | 0
0.9 | 5.4 | 60 | 865.8 | 379.9 | 148.8 | 4.9595 | 1405 | 58 | 1942441 | 59.95 | 99.89 | 245996 | 74125 | 108703 | 4835 | 62005 | 495721 | 0.3706 | 38 | 4409.7918 | 907.4 | 8760 | 0.0047945 | 361 | 18 | h2_depleted
0.9 | 5.4 | 70 | 1516 | 379.9 | 550.4 | 18.3448 | 0 | 0 | 1457437 | 69.95 | 100 | 245996 | 74125 | 190339 | 17882 | 62005 | 590346 | 0.4414 | 8760 | 8760 | 8760 | 8760 | 1 | 1 | 0
0.9 | 5.5 | 60 | 902.6 | 379.9 | 156.9 | 5.2295 | 1190 | 49 | 1978412 | 59.95 | 99.91 | 250551 | 74125 | 113323 | 5098 | 62005 | 505151 | 0.3777 | 51 | 4427.8685 | 926.4 | 8760 | 0.0054795 | 361 | 18 | h2_depleted
0.9 | 5.5 | 70 | 1602.7 | 379.9 | 1310.6 | 43.6823 | 0 | 0 | 1484427 | 69.95 | 100 | 250551 | 74125 | 201226 | 42579 | 62005 | 630487 | 0.4714 | 8760 | 8760 | 8760 | 8760 | 1 | 1 | 0
0.9 | 5.6 | 60 | 942.1 | 379.9 | 163.4 | 5.4461 | 1001 | 41 | 2014383 | 59.95 | 99.93 | 255107 | 74125 | 118280 | 5309 | 62005 | 514867 | 0.385 | 52 | 4428.863 | 927.4 | 8760 | 0.0054795 | 361 | 18 | h2_depleted
0.9 | 5.6 | 70 | 1595 | 379.9 | 3319.7 | 110.6456 | 0 | 0 | 1511416 | 69.95 | 100 | 255107 | 74125 | 200263 | 107849 | 62005 | 699349 | 0.5229 | 8760 | 8760 | 8760 | 8760 | 1 | 1 | 0
0.9 | 5.7 | 60 | 981.2 | 379.9 | 187 | 6.2327 | 521 | 21 | 2050354 | 59.95 | 99.96 | 259662 | 74125 | 123195 | 6076 | 62005 | 525085 | 0.3926 | 56 | 4433.8329 | 932.4 | 8760 | 0.0061644 | 361 | 18 | h2_depleted
0.9 | 5.8 | 60 | 1030.8 | 379.9 | 192.4 | 6.4127 | 352 | 14 | 2086326 | 59.95 | 99.97 | 264218 | 74125 | 129426 | 6249 | 62005 | 536038 | 0.4008 | 58 | 4435.8205 | 934.4 | 8760 | 0.0061644 | 361 | 18 | h2_depleted
0.9 | 5.9 | 60 | 1081.1 | 379.9 | 207.1 | 6.9026 | 23 | 1 | 2122297 | 59.95 | 100 | 268773 | 74125 | 135731 | 6729 | 62005 | 547363 | 0.4093 | 61 | 4438.8007 | 937.4 | 8760 | 0.0068493 | 361 | 18 | h2_depleted
0.9 | 6 | 60 | 1139.8 | 379.9 | 203.2 | 6.7727 | 11 | 0 | 2158268 | 59.95 | 100 | 273329 | 74125 | 143104 | 6603 | 62005 | 559165 | 0.4181 | 61 | 4438.8007 | 937.4 | 8760 | 0.0068493 | 361 | 18 | h2_depleted
0.9 | 6.1 | 60 | 1197.1 | 379.9 | 228.3 | 7.6092 | 0 | 0 | 2194239 | 59.95 | 100 | 277884 | 74125 | 150302 | 7415 | 62005 | 571731 | 0.4275 | 8760 | 8760 | 8760 | 8760 | 1 | 1 | 0
0.9 | 6.2 | 60 | 1263.6 | 379.9 | 251.3 | 8.3758 | 0 | 0 | 2230210 | 59.95 | 100 | 282440 | 74125 | 158652 | 8164 | 62005 | 585385 | 0.4377 | 8760 | 8760 | 8760 | 8760 | 1 | 1 | 0
0.9 | 6.3 | 60 | 1322.5 | 379.9 | 326.8 | 10.8922 | 0 | 0 | 2266181 | 59.95 | 100 | 286995 | 74125 | 166041 | 10618 | 62005 | 599783 | 0.4485 | 8760 | 8760 | 8760 | 8760 | 1 | 1 | 0
0.9 | 6.4 | 60 | 1411.2 | 379.9 | 440.7 | 14.6885 | 0 | 0 | 2302152 | 59.95 | 100 | 291551 | 74125 | 177182 | 14316 | 62005 | 619178 | 0.463 | 8760 | 8760 | 8760 | 8760 | 1 | 1 | 0
0.9 | 6.5 | 60 | 1741 | 379.9 | 759.5 | 25.3141 | 0 | 0 | 2338123 | 59.95 | 100 | 296106 | 74125 | 218590 | 24675 | 62005 | 675501 | 0.5051 | 8760 | 8760 | 8760 | 8760 | 1 | 1 | 0
0.9 | 6.6 | 60 | 1925.4 | 379.9 | 2271.8 | 75.7191 | 0 | 0 | 2374095 | 59.95 | 100 | 300662 | 74125 | 241739 | 73805 | 62005 | 752335 | 0.5625 | 8760 | 8760 | 8760 | 8760 | 1 | 1 | 0
1 | 0.7 | 100 | 58 | 379.9 | 10.2 | 0.34 | 732703 | 44738 | 314 | 99.95 | 45.22 | 31888 | 82361 | 8098 | 370 | 68894 | 236349 | 0.1767 | 5 | 16.0774 | 10 | 55 | 0 | 182 | 18 | h2_depleted
1 | 0.8 | 100 | 118.1 | 379.9 | 20.3 | 0.6766 | 657048 | 38861 | 359 | 99.95 | 50.87 | 36444 | 82361 | 16473 | 733 | 68894 | 243766 | 0.1823 | 6 | 19.1486 | 11 | 71 | 0 | 201 | 18 | h2_depleted
1 | 0.9 | 100 | 180.1 | 379.9 | 29.4 | 0.9799 | 586884 | 33713 | 404 | 99.95 | 56.12 | 40999 | 82361 | 25123 | 1060 | 68894 | 252150 | 0.1885 | 7 | 23.3801 | 13 | 102 | 0 | 235 | 18 | h2_depleted
1 | 1 | 100 | 244.6 | 379.9 | 46.8 | 1.5598 | 521920 | 29136 | 449 | 99.95 | 60.98 | 45555 | 82361 | 34118 | 1689 | 68894 | 261753 | 0.1957 | 10 | 31.8815 | 15 | 141 | 0 | 235 | 18 | h2_depleted
1 | 1.1 | 90 | 15.1 | 379.9 | 3.3 | 0.11 | 498848 | 27332 | 99291 | 89.95 | 62.7 | 50110 | 82361 | 2105 | 120 | 68894 | 230922 | 0.1727 | 4 | 16.2507 | 9 | 56 | 0 | 182 | 18 | h2_depleted
1 | 1.1 | 100 | 311.5 | 379.9 | 64.7 | 2.1565 | 462715 | 25136 | 494 | 99.95 | 65.4 | 50110 | 82361 | 43451 | 2336 | 68894 | 272288 | 0.2036 | 13 | 44.0973 | 21 | 214 | 0 | 186 | 18 | h2_depleted
1 | 1.2 | 90 | 49.9 | 379.9 | 11 | 0.3666 | 446099 | 23843 | 108318 | 89.95 | 66.65 | 54666 | 82361 | 6965 | 397 | 68894 | 237126 | 0.1773 | 5 | 19.0199 | 10 | 80 | 0 | 182 | 18 | h2_depleted
1 | 1.2 | 100 | 381.9 | 379.9 | 81.4 | 2.7131 | 407267 | 21491 | 539 | 99.95 | 69.55 | 54666 | 82361 | 53276 | 2937 | 68894 | 283625 | 0.2121 | 14 | 59.6548 | 26 | 383 | 0 | 221 | 18 | h2_depleted
1 | 1.3 | 90 | 85 | 379.9 | 18.7 | 0.6233 | 398235 | 20813 | 117344 | 89.95 | 70.22 | 59221 | 82361 | 11854 | 676 | 68894 | 243819 | 0.1823 | 6 | 24.1747 | 12 | 166 | 0 | 208 | 18 | h2_depleted
1 | 1.3 | 100 | 460.4 | 379.9 | 93.5 | 3.1164 | 358283 | 18462 | 584 | 99.95 | 73.21 | 59221 | 82361 | 64230 | 3374 | 68894 | 296542 | 0.2217 | 16 | 72.4932 | 29 | 414 | 0 | 221 | 18 | h2_depleted
1 | 1.4 | 80 | 16.2 | 379.9 | 3.6 | 0.12 | 398268 | 20487 | 252112 | 79.95 | 70.22 | 63777 | 82361 | 2255 | 129 | 68894 | 237902 | 0.1779 | 4 | 16.9849 | 9 | 57 | 0 | 208 | 18 | h2_depleted
1 | 1.4 | 90 | 121.8 | 379.9 | 26.8 | 0.8932 | 354396 | 18136 | 126370 | 89.95 | 73.5 | 63777 | 82361 | 16989 | 969 | 68894 | 251126 | 0.1878 | 7 | 30.0651 | 13 | 176 | 0 | 235 | 18 | h2_depleted
1 | 1.4 | 100 | 547.1 | 379.9 | 102.3 | 3.4097 | 314999 | 15895 | 629 | 99.95 | 76.45 | 63777 | 82361 | 76329 | 3692 | 68894 | 310948 | 0.2325 | 22 | 129.7979 | 31 | 1069 | 0 | 362 | 0 | h2_depleted
1 | 1.5 | 80 | 43.8 | 379.9 | 9.7 | 0.3233 | 358428 | 18073 | 270120 | 79.95 | 73.2 | 68332 | 82361 | 6115 | 349 | 68894 | 244124 | 0.1825 | 5 | 20.2548 | 10 | 134 | 0 | 182 | 18 | h2_depleted
1 | 1.5 | 90 | 160.4 | 379.9 | 36.7 | 1.2232 | 314999 | 15780 | 135397 | 89.95 | 76.45 | 68332 | 82361 | 22372 | 1324 | 68894 | 259064 | 0.1937 | 9 | 42.9089 | 14 | 344 | 0 | 222 | 18 | h2_depleted
1 | 1.5 | 100 | 633.9 | 379.9 | 115.7 | 3.8563 | 277132 | 13726 | 674 | 99.95 | 79.28 | 68332 | 82361 | 88428 | 4177 | 68894 | 325919 | 0.2437 | 24 | 147.4842 | 34.9 | 1077 | 0 | 361 | 18 | h2_depleted
1 | 1.6 | 80 | 71.7 | 379.9 | 15.8 | 0.5266 | 320856 | 15911 | 288128 | 79.95 | 76.01 | 72888 | 82361 | 10009 | 571 | 68894 | 250634 | 0.1874 | 6 | 25.2979 | 11 | 172 | 0 | 182 | 18 | h2_depleted
1 | 1.6 | 90 | 197.9 | 379.9 | 47.3 | 1.5765 | 277720 | 13647 | 144423 | 89.95 | 79.24 | 72888 | 82361 | 27607 | 1709 | 68894 | 267107 | 0.1997 | 11 | 57.5178 | 18 | 391 | 0 | 221 | 18 | h2_depleted
1 | 1.6 | 100 | 720.6 | 379.9 | 133.4 | 4.4462 | 243682 | 11862 | 719 | 99.95 | 81.78 | 72888 | 82361 | 100528 | 4817 | 68894 | 341349 | 0.2552 | 25 | 199.2486 | 39 | 1103 | 0 | 361 | 18 | h2_depleted
1 | 1.7 | 70 | 10.3 | 379.9 | 2.3 | 0.0767 | 338863 | 16600 | 458823 | 69.95 | 74.66 | 77443 | 82361 | 1434 | 82 | 68894 | 246814 | 0.1845 | 4 | 17.4603 | 9 | 79 | 0 | 208 | 18 | h2_depleted
1 | 1.7 | 80 | 100.6 | 379.9 | 22.2 | 0.7399 | 286369 | 13997 | 306136 | 79.95 | 78.59 | 77443 | 82361 | 14032 | 800 | 68894 | 257527 | 0.1926 | 7 | 33.5993 | 12 | 319 | 0 | 208 | 18 | h2_depleted
1 | 1.7 | 90 | 236.5 | 379.9 | 62.1 | 2.0698 | 242908 | 11746 | 153450 | 89.95 | 81.84 | 77443 | 82361 | 33000 | 2242 | 68894 | 275687 | 0.2061 | 13 | 103.6438 | 25 | 912 | 0 | 186 | 18 | h2_depleted
1 | 1.7 | 100 | 807.4 | 379.9 | 153.7 | 5.1228 | 213045 | 10199 | 763 | 99.95 | 84.07 | 77443 | 82361 | 112630 | 5547 | 68894 | 357074 | 0.267 | 26 | 222.124 | 45 | 1109 | 0 | 361 | 18 | h2_depleted
1 | 1.8 | 70 | 32.6 | 379.9 | 7.2 | 0.24 | 306597 | 14815 | 485812 | 69.95 | 77.08 | 81999 | 82361 | 4545 | 259 | 68894 | 252873 | 0.1891 | 4 | 20.3171 | 10 | 134 | 0 | 235 | 18 | h2_depleted
1 | 1.8 | 80 | 131.3 | 379.9 | 29.5 | 0.9832 | 255090 | 12283 | 324144 | 79.95 | 80.93 | 81999 | 82361 | 18311 | 1065 | 68894 | 264913 | 0.1981 | 8 | 46.2089 | 13 | 413 | 0 | 222 | 18 | h2_depleted
1 | 1.8 | 90 | 277.1 | 379.9 | 74.1 | 2.4698 | 213125 | 10146 | 162476 | 89.95 | 84.06 | 81999 | 82361 | 38652 | 2674 | 68894 | 284726 | 0.2129 | 14 | 138.3075 | 30.9 | 1076 | 0 | 221 | 18 | h2_depleted
1 | 1.8 | 100 | 894.3 | 379.9 | 175.5 | 5.8494 | 185134 | 8720 | 808 | 99.95 | 86.16 | 81999 | 82361 | 124757 | 6335 | 68894 | 373065 | 0.2789 | 28 | 325.1281 | 53 | 1810 | 0 | 361 | 18 | h2_depleted
1 | 1.9 | 70 | 55.2 | 379.9 | 12.2 | 0.4066 | 276627 | 13209 | 512802 | 69.95 | 79.32 | 86554 | 82361 | 7705 | 439 | 68894 | 259163 | 0.1938 | 5 | 24.6904 | 11 | 175 | 0 | 222 | 18 | h2_depleted
1 | 1.9 | 80 | 160.9 | 379.9 | 36.3 | 1.2099 | 225966 | 10725 | 342152 | 79.95 | 83.1 | 86554 | 82361 | 22451 | 1311 | 68894 | 272297 | 0.2036 | 9 | 79.1651 | 14 | 843 | 0 | 235 | 18 | h2_depleted
1 | 1.9 | 90 | 320.7 | 379.9 | 75.6 | 2.5197 | 187338 | 8813 | 171503 | 89.95 | 85.99 | 86554 | 82361 | 44744 | 2728 | 68894 | 294095 | 0.2199 | 14 | 147.2171 | 31 | 1076 | 0 | 221 | 18 | h2_depleted
1 | 1.9 | 100 | 981.2 | 379.9 | 198.2 | 6.606 | 159461 | 7378 | 853 | 99.95 | 88.08 | 86554 | 82361 | 136884 | 7154 | 68894 | 389225 | 0.291 | 32 | 414.4438 | 65 | 2118 | 0 | 361 | 18 | h2_depleted
1 | 2 | 70 | 78.1 | 379.9 | 17.2 | 0.5733 | 249399 | 11774 | 539791 | 69.95 | 81.35 | 91110 | 82361 | 10900 | 622 | 68894 | 265661 | 0.1986 | 6 | 38.9452 | 12 | 414 | 0 | 222 | 18 | h2_depleted
1 | 2 | 80 | 192.9 | 379.9 | 42.5 | 1.4165 | 199441 | 9346 | 360160 | 79.95 | 85.09 | 91110 | 82361 | 26904 | 1535 | 68894 | 280149 | 0.2095 | 10 | 101.5863 | 16 | 918 | 0 | 235 | 18 | h2_depleted
1 | 2 | 90 | 360.8 | 379.9 | 100.2 | 3.3397 | 161235 | 7446 | 180529 | 89.95 | 87.94 | 91110 | 82361 | 50331 | 3616 | 68894 | 303758 | 0.2271 | 24 | 204.6479 | 37 | 1102 | 0 | 361 | 18 | h2_depleted
1 | 2 | 100 | 1068.1 | 379.9 | 221.1 | 7.3693 | 136244 | 6174 | 898 | 99.95 | 89.81 | 91110 | 82361 | 149011 | 7982 | 68894 | 405532 | 0.3032 | 37 | 733.1836 | 75 | 3270 | 0 | 361 | 18 | h2_depleted
1 | 2.1 | 60 | 11 | 379.9 | 2.7 | 0.09 | 285698 | 13392 | 755394 | 59.95 | 78.64 | 95665 | 82361 | 1532 | 96 | 68894 | 261941 | 0.1959 | 4 | 19.1616 | 9 | 128 | 0 | 222 | 18 | h2_depleted
1 | 2.1 | 70 | 101.5 | 379.9 | 22.9 | 0.7633 | 224470 | 10442 | 566781 | 69.95 | 83.22 | 95665 | 82361 | 14160 | 827 | 68894 | 272349 | 0.2036 | 7 | 48.6808 | 12 | 506 | 0 | 222 | 18 | h2_depleted
1 | 2.1 | 80 | 224 | 379.9 | 49.4 | 1.6465 | 174501 | 8081 | 378168 | 79.95 | 86.95 | 95665 | 82361 | 31243 | 1782 | 68894 | 288027 | 0.2154 | 11 | 129.8473 | 20 | 1075 | 0 | 235 | 18 | h2_depleted
1 | 2.1 | 90 | 401.6 | 379.9 | 125.5 | 4.1829 | 136465 | 6171 | 189556 | 89.95 | 89.8 | 95665 | 82361 | 56027 | 4532 | 68894 | 313649 | 0.2345 | 25 | 234.1726 | 44 | 1108 | 0 | 361 | 18 | h2_depleted
1 | 2.1 | 100 | 1155.3 | 379.9 | 245 | 8.1658 | 116751 | 5134 | 943 | 99.95 | 91.27 | 95665 | 82361 | 161176 | 8844 | 68894 | 422075 | 0.3156 | 41 | 803.0932 | 87 | 3288 | 0 | 361 | 18 | h2_depleted
1 | 2.2 | 60 | 29.2 | 379.9 | 7.1 | 0.2366 | 260923 | 12096 | 791365 | 59.95 | 80.49 | 100221 | 82361 | 4069 | 255 | 68894 | 267896 | 0.2003 | 4 | 21.887 | 10 | 175 | 0 | 235 | 18 | h2_depleted
1 | 2.2 | 70 | 127 | 379.9 | 28 | 0.9332 | 200184 | 9202 | 593771 | 69.95 | 85.03 | 100221 | 82361 | 17716 | 1010 | 68894 | 279404 | 0.2089 | 8 | 60.2007 | 13 | 515 | 0 | 221 | 18 | h2_depleted
1 | 2.2 | 80 | 256 | 379.9 | 59.5 | 1.9831 | 151608 | 6923 | 396176 | 79.95 | 88.66 | 100221 | 82361 | 35718 | 2149 | 68894 | 296266 | 0.2215 | 12 | 142.5507 | 27 | 1076 | 0 | 235 | 18 | h2_depleted
1 | 2.2 | 90 | 447.4 | 379.9 | 134.3 | 4.4762 | 116941 | 5174 | 198582 | 89.95 | 91.26 | 100221 | 82361 | 62419 | 4848 | 68894 | 323917 | 0.2422 | 26 | 343.5171 | 48 | 1806 | 0 | 361 | 18 | h2_depleted
1 | 2.2 | 100 | 1242.7 | 379.9 | 269.1 | 8.9691 | 99945 | 4261 | 988 | 99.95 | 92.53 | 100221 | 82361 | 173355 | 9714 | 68894 | 438807 | 0.3281 | 48 | 994.7007 | 103.9 | 3694 | 0 | 361 | 18 | h2_depleted
1 | 2.3 | 60 | 47.5 | 379.9 | 11.1 | 0.37 | 237493 | 10883 | 827336 | 59.95 | 82.24 | 104776 | 82361 | 6625 | 399 | 68894 | 273938 | 0.2048 | 5 | 31.5692 | 10 | 338 | 0 | 222 | 18 | h2_depleted
1 | 2.3 | 70 | 152.3 | 379.9 | 33.6 | 1.1199 | 177463 | 8083 | 620760 | 69.95 | 86.73 | 104776 | 82361 | 21241 | 1212 | 68894 | 286566 | 0.2143 | 8 | 95.2979 | 14 | 919 | 0 | 235 | 18 | h2_depleted
1 | 2.3 | 80 | 287.7 | 379.9 | 76.8 | 2.5597 | 129689 | 5809 | 414184 | 79.95 | 90.3 | 104776 | 82361 | 40137 | 2771 | 68894 | 304749 | 0.2279 | 14 | 201.7788 | 35 | 1078 | 0 | 221 | 18 | h2_depleted
1 | 2.3 | 90 | 495 | 379.9 | 141.3 | 4.7095 | 101284 | 4375 | 207609 | 89.95 | 92.43 | 104776 | 82361 | 69053 | 5102 | 68894 | 334561 | 0.2501 | 27 | 418.7027 | 53 | 2074 | 0 | 342 | 18 | h2_depleted
1 | 2.3 | 100 | 1330 | 379.9 | 295.2 | 9.839 | 84789 | 3489 | 1033 | 99.95 | 93.66 | 104776 | 82361 | 185535 | 10654 | 68894 | 455709 | 0.3407 | 50 | 1054.1575 | 118 | 3787 | 0 | 361 | 18 | h2_depleted
1 | 2.4 | 60 | 65.9 | 379.9 | 14.6 | 0.4866 | 216064 | 9811 | 863307 | 59.95 | 83.85 | 109332 | 82361 | 9200 | 528 | 68894 | 280126 | 0.2094 | 6 | 43.4726 | 11 | 508 | 0 | 222 | 18 | h2_depleted
1 | 2.4 | 70 | 177.6 | 379.9 | 39.1 | 1.3032 | 155544 | 7020 | 647750 | 69.95 | 88.37 | 109332 | 82361 | 24776 | 1413 | 68894 | 293796 | 0.2197 | 10 | 122.2836 | 14.9 | 1076 | 0 | 221 | 18 | h2_depleted
1 | 2.4 | 80 | 321.2 | 379.9 | 86.4 | 2.8797 | 111928 | 4932 | 432192 | 79.95 | 91.63 | 109332 | 82361 | 44807 | 3118 | 68894 | 313444 | 0.2344 | 20 | 223.6842 | 38 | 1103 | 0 | 222 | 12 | h2_depleted
1 | 2.4 | 90 | 545.3 | 379.9 | 142.5 | 4.7495 | 89194 | 3797 | 216635 | 89.95 | 93.33 | 109332 | 82361 | 76072 | 5145 | 68894 | 345600 | 0.2584 | 27 | 449.7151 | 55 | 2137 | 0 | 361 | 18 | h2_depleted
1 | 2.4 | 100 | 1417.3 | 379.9 | 322.6 | 10.7523 | 72108 | 2967 | 1078 | 99.95 | 94.61 | 109332 | 82361 | 197714 | 11645 | 68894 | 472913 | 0.3536 | 52 | 1101.7575 | 131.9 | 3844 | 0 | 361 | 18 | h2_depleted
1 | 2.5 | 60 | 85.3 | 379.9 | 18.8 | 0.6266 | 195710 | 8822 | 899278 | 59.95 | 85.37 | 113887 | 82361 | 11896 | 679 | 68894 | 286539 | 0.2142 | 6 | 48.363 | 12 | 510 | 0 | 235 | 18 | h2_depleted
1 | 2.5 | 70 | 203.6 | 379.9 | 44.9 | 1.4965 | 135376 | 6040 | 674739 | 69.95 | 89.88 | 113887 | 82361 | 28396 | 1620 | 68894 | 301198 | 0.2252 | 10 | 131.9281 | 19 | 1076 | 0 | 235 | 18 | h2_depleted
1 | 2.5 | 80 | 357.1 | 379.9 | 93 | 3.0997 | 97472 | 4227 | 450200 | 79.95 | 92.71 | 113887 | 82361 | 49811 | 3359 | 68894 | 322538 | 0.2412 | 24 | 325.5733 | 41 | 1801 | 0 | 361 | 18 | h2_depleted
1 | 2.5 | 90 | 595.8 | 379.9 | 155.1 | 5.1695 | 77171 | 3217 | 225662 | 89.95 | 94.23 | 113887 | 82361 | 83113 | 5599 | 68894 | 357071 | 0.267 | 28 | 760.4705 | 67 | 3268 | 0 | 361 | 18 | h2_depleted
1 | 2.5 | 100 | 1504.6 | 379.9 | 350.4 | 11.6788 | 63186 | 2600 | 1123 | 99.95 | 95.28 | 113887 | 82361 | 209894 | 12648 | 68894 | 490284 | 0.3666 | 57 | 2791.9822 | 154.9 | 6942 | 0 | 361 | 18 | h2_depleted
1 | 2.6 | 60 | 104.9 | 379.9 | 23.1 | 0.7699 | 175905 | 7868 | 935249 | 59.95 | 86.85 | 118442 | 82361 | 14639 | 835 | 68894 | 293040 | 0.2191 | 7 | 56.4219 | 13 | 517 | 0 | 235 | 18 | h2_depleted
1 | 2.6 | 70 | 230.8 | 379.9 | 51.5 | 1.7165 | 117095 | 5156 | 701729 | 69.95 | 91.24 | 118442 | 82361 | 32199 | 1860 | 68894 | 308913 | 0.231 | 12 | 144.8226 | 25 | 1077 | 0 | 221 | 18 | h2_depleted
1 | 2.6 | 80 | 394.3 | 379.9 | 97.4 | 3.2463 | 85234 | 3650 | 468208 | 79.95 | 93.63 | 118442 | 82361 | 55012 | 3516 | 68894 | 331876 | 0.2481 | 25 | 356.1 | 44 | 1803 | 0 | 342 | 18 | h2_depleted
1 | 2.6 | 90 | 649.2 | 379.9 | 167.8 | 5.5928 | 67540 | 2801 | 234688 | 89.95 | 94.95 | 118442 | 82361 | 90569 | 6059 | 68894 | 369127 | 0.276 | 30 | 805.5918 | 74 | 3271 | 0 | 361 | 18 | h2_depleted
1 | 2.6 | 100 | 1591.9 | 379.9 | 394.2 | 13.1387 | 56003 | 2304 | 1168 | 99.95 | 95.81 | 118442 | 82361 | 222073 | 14228 | 68894 | 508304 | 0.3801 | 84 | 2859.689 | 202.9 | 7016 | 0 | 360 | 18 | h2_depleted
1 | 2.7 | 60 | 124.3 | 379.9 | 27.4 | 0.9132 | 157014 | 6964 | 971221 | 59.95 | 88.26 | 122998 | 82361 | 17342 | 989 | 68894 | 299549 | 0.224 | 8 | 109.4226 | 13 | 1076 | 0 | 222 | 18 | h2_depleted
1 | 2.7 | 70 | 256 | 379.9 | 58.6 | 1.9531 | 102063 | 4449 | 728719 | 69.95 | 92.37 | 122998 | 82361 | 35718 | 2115 | 68894 | 316535 | 0.2367 | 12 | 204.8932 | 32 | 1078 | 0 | 235 | 18 | h2_depleted
1 | 2.7 | 80 | 433 | 379.9 | 100.6 | 3.353 | 75222 | 3195 | 486217 | 79.95 | 94.38 | 122998 | 82361 | 60412 | 3630 | 68894 | 341490 | 0.2553 | 25 | 370.6973 | 46 | 1805 | 0 | 361 | 18 | h2_depleted
1 | 2.7 | 90 | 702.2 | 379.9 | 192.8 | 6.426 | 57707 | 2379 | 243715 | 89.95 | 95.69 | 122998 | 82361 | 97960 | 6961 | 68894 | 381553 | 0.2853 | 36 | 1044.2952 | 91 | 3794 | 0 | 361 | 18 | h2_depleted
1 | 2.7 | 100 | 1679.2 | 379.9 | 514.5 | 17.1483 | 47593 | 1958 | 1213 | 99.95 | 96.44 | 122998 | 82361 | 234253 | 18573 | 68894 | 529037 | 0.3956 | 157 | 2986.0479 | 291.8 | 7163 | 0 | 43 | 18 | h2_depleted
1 | 2.8 | 60 | 145.6 | 379.9 | 32.1 | 1.0699 | 138114 | 6080 | 1007192 | 59.95 | 89.67 | 127553 | 82361 | 20317 | 1159 | 68894 | 306365 | 0.2291 | 8 | 118.5055 | 14 | 1076 | 0 | 235 | 18 | h2_depleted
1 | 2.8 | 70 | 286.1 | 379.9 | 61.5 | 2.0498 | 90654 | 3938 | 755708 | 69.95 | 93.22 | 127553 | 82361 | 39913 | 2221 | 68894 | 324880 | 0.2429 | 13 | 217.1055 | 34.9 | 1102 | 0 | 221 | 18 | h2_depleted
1 | 2.8 | 80 | 470.7 | 379.9 | 118.5 | 3.9496 | 63541 | 2655 | 504225 | 79.95 | 95.25 | 127553 | 82361 | 65665 | 4278 | 68894 | 351407 | 0.2627 | 26 | 734.8801 | 55 | 3248 | 0 | 361 | 18 | h2_depleted
1 | 2.8 | 90 | 761.1 | 379.9 | 201.1 | 6.7027 | 49511 | 2037 | 252741 | 89.95 | 96.3 | 127553 | 82361 | 106183 | 7260 | 68894 | 394289 | 0.2948 | 37 | 1075.7801 | 102.9 | 3840 | 0 | 361 | 18 | h2_depleted
1 | 2.8 | 100 | 1766.5 | 379.9 | 797.5 | 26.5807 | 36492 | 1501 | 1257 | 99.95 | 97.27 | 127553 | 82361 | 246432 | 28788 | 68894 | 555531 | 0.4154 | 294 | 3612.4397 | 560 | 7876 | 0 | 356 | 18 | h2_depleted
1 | 2.9 | 60 | 165.5 | 379.9 | 36.5 | 1.2165 | 120727 | 5270 | 1043163 | 59.95 | 90.97 | 132109 | 82361 | 23086 | 1317 | 68894 | 313037 | 0.2341 | 9 | 125.1637 | 14 | 1077 | 0 | 235 | 18 | h2_depleted
1 | 2.9 | 70 | 312.9 | 379.9 | 68.9 | 2.2964 | 79036 | 3405 | 782698 | 69.95 | 94.09 | 132109 | 82361 | 43657 | 2488 | 68894 | 332914 | 0.2489 | 14 | 317.2123 | 38 | 1801 | 0 | 221 | 18 | h2_depleted
1 | 2.9 | 80 | 510.6 | 379.9 | 131.3 | 4.3762 | 54421 | 2267 | 522233 | 79.95 | 95.93 | 132109 | 82361 | 71231 | 4739 | 68894 | 361601 | 0.2704 | 27 | 795.5808 | 64 | 3270 | 0 | 361 | 18 | h2_depleted
1 | 2.9 | 90 | 820.7 | 379.9 | 216 | 7.1993 | 41958 | 1726 | 261767 | 89.95 | 96.86 | 132109 | 82361 | 114487 | 7797 | 68894 | 407374 | 0.3046 | 39 | 1590.3171 | 122 | 5000 | 0 | 361 | 18 | h2_depleted
1 | 2.9 | 100 | 1853.8 | 379.9 | 1269.6 | 42.3158 | 22360 | 920 | 1302 | 99.95 | 98.33 | 132109 | 82361 | 258612 | 45830 | 68894 | 588727 | 0.4402 | 686 | 4227.5863 | 1027 | 8527 | 0 | 356 | 18 | h2_depleted
1 | 3 | 60 | 187.1 | 379.9 | 41.2 | 1.3732 | 104095 | 4525 | 1079134 | 59.95 | 92.22 | 136664 | 82361 | 26098 | 1489 | 68894 | 320030 | 0.2393 | 10 | 136.5993 | 19 | 1078 | 0 | 235 | 18 | h2_depleted
1 | 3 | 70 | 342.6 | 379.9 | 78.5 | 2.6164 | 68649 | 2922 | 809687 | 69.95 | 94.87 | 136664 | 82361 | 47791 | 2835 | 68894 | 341468 | 0.2553 | 14 | 361.9521 | 43 | 1804 | 0 | 221 | 18 | h2_depleted
1 | 3 | 80 | 553.3 | 379.9 | 135.6 | 4.5195 | 46840 | 1949 | 540241 | 79.95 | 96.5 | 136664 | 82361 | 77182 | 4895 | 68894 | 371945 | 0.2781 | 27 | 814.3904 | 70 | 3294 | 0 | 361 | 18 | h2_depleted
1 | 3 | 90 | 879.5 | 379.9 | 244.5 | 8.1492 | 34812 | 1432 | 270794 | 89.95 | 97.4 | 136664 | 82361 | 122693 | 8824 | 68894 | 420869 | 0.3147 | 49 | 2807.7623 | 142 | 6964 | 0 | 361 | 18 | h2_depleted
1 | 3 | 100 | 1941.1 | 379.9 | 1825 | 60.8272 | 8066 | 332 | 1347 | 99.95 | 99.4 | 136664 | 82361 | 270792 | 65876 | 68894 | 624919 | 0.4672 | 1332 | 5492.3637 | 2059.4 | 8760 | 0.13493 | 359 | 18 | h2_depleted
1 | 3.1 | 60 | 207.6 | 379.9 | 45.8 | 1.5265 | 90368 | 3911 | 1115105 | 59.95 | 93.24 | 141220 | 82361 | 28961 | 1652 | 68894 | 326999 | 0.2445 | 11 | 164.5493 | 21 | 1078 | 0 | 235 | 18 | h2_depleted
1 | 3.1 | 70 | 370.7 | 379.9 | 90.1 | 3.003 | 58214 | 2453 | 836677 | 69.95 | 95.65 | 141220 | 82361 | 51713 | 3253 | 68894 | 349895 | 0.2616 | 25 | 434.4692 | 48 | 2095 | 0 | 342 | 18 | h2_depleted
1 | 3.1 | 80 | 594.8 | 379.9 | 147.8 | 4.9262 | 39201 | 1623 | 558249 | 79.95 | 97.07 | 141220 | 82361 | 82976 | 5334 | 68894 | 382408 | 0.2859 | 28 | 1062.3623 | 84 | 3843 | 0 | 361 | 18 | h2_depleted
1 | 3.1 | 90 | 942 | 379.9 | 268.7 | 8.9558 | 28747 | 1183 | 279820 | 89.95 | 97.85 | 141220 | 82361 | 131416 | 9701 | 68894 | 434775 | 0.3251 | 51 | 2854.9555 | 170 | 7015 | 0 | 361 | 18 | h2_depleted
1 | 3.1 | 100 | 2028.4 | 379.9 | 2387.6 | 79.5787 | 0 | 0 | 1392 | 99.95 | 100 | 141220 | 82361 | 282971 | 86187 | 68894 | 661633 | 0.4947 | 8760 | 8760 | 8760 | 8760 | 1 | 1 | 0
1 | 3.2 | 60 | 230.9 | 379.9 | 50.9 | 1.6965 | 79381 | 3414 | 1151076 | 59.95 | 94.06 | 145775 | 82361 | 32215 | 1837 | 68894 | 334497 | 0.2501 | 12 | 282.9678 | 27 | 1800 | 0 | 221 | 18 | h2_depleted
1 | 3.2 | 70 | 403.2 | 379.9 | 92.3 | 3.0764 | 50972 | 2145 | 863666 | 69.95 | 96.19 | 145775 | 82361 | 56254 | 3332 | 68894 | 358762 | 0.2682 | 25 | 465.2253 | 51 | 2095 | 0 | 361 | 18 | h2_depleted
1 | 3.2 | 80 | 638.3 | 379.9 | 155.1 | 5.1695 | 33599 | 1384 | 576257 | 79.95 | 97.49 | 145775 | 82361 | 89043 | 5598 | 68894 | 393055 | 0.2939 | 30 | 1548.363 | 92.9 | 4951 | 0 | 361 | 18 | h2_depleted
1 | 3.2 | 90 | 1013.4 | 379.9 | 270.3 | 9.0091 | 23214 | 955 | 288847 | 89.95 | 98.26 | 145775 | 82361 | 141368 | 9758 | 68894 | 449112 | 0.3358 | 51 | 2910.2719 | 193.9 | 7079 | 0 | 361 | 18 | h2_depleted
1 | 3.2 | 100 | 2115.7 | 379.9 | 3050.7 | 101.6798 | 0 | 0 | 1437 | 99.95 | 100 | 145775 | 82361 | 295151 | 110121 | 68894 | 702302 | 0.5251 | 8760 | 8760 | 8760 | 8760 | 1 | 1 | 0
1 | 3.3 | 60 | 254.1 | 379.9 | 56 | 1.8665 | 68576 | 2937 | 1187047 | 59.95 | 94.87 | 150331 | 82361 | 35452 | 2022 | 68894 | 341997 | 0.2557 | 12 | 306.5788 | 33 | 1803 | 0 | 235 | 18 | h2_depleted
1 | 3.3 | 70 | 435.9 | 379.9 | 99.8 | 3.3263 | 43441 | 1824 | 890656 | 69.95 | 96.75 | 150331 | 82361 | 60810 | 3603 | 68894 | 367822 | 0.275 | 26 | 760.8459 | 56 | 3248 | 0 | 342 | 18 | h2_depleted
1 | 3.3 | 80 | 680 | 379.9 | 177.8 | 5.9261 | 27089 | 1115 | 594265 | 79.95 | 97.97 | 150331 | 82361 | 94863 | 6419 | 68894 | 403982 | 0.3021 | 36 | 2181.963 | 121.9 | 6052 | 0 | 361 | 18 | h2_depleted
1 | 3.3 | 90 | 1075.5 | 379.9 | 316.7 | 10.5556 | 17132 | 705 | 297873 | 89.95 | 98.72 | 150331 | 82361 | 150037 | 11432 | 68894 | 463760 | 0.3467 | 58 | 3015.8041 | 282 | 7194 | 0 | 361 | 18 | h2_depleted
1 | 3.3 | 100 | 2203 | 379.9 | 3729.3 | 124.2976 | 0 | 0 | 1482 | 99.95 | 100 | 150331 | 82361 | 307330 | 134617 | 68894 | 743533 | 0.5559 | 8760 | 8760 | 8760 | 8760 | 1 | 1 | 0
1 | 3.4 | 60 | 275.6 | 379.9 | 60.7 | 2.0231 | 60809 | 2590 | 1223018 | 59.95 | 95.45 | 154886 | 82361 | 38446 | 2193 | 68894 | 349371 | 0.2612 | 13 | 338.374 | 38 | 1804 | 0 | 221 | 18 | h2_depleted
1 | 3.4 | 70 | 468.8 | 379.9 | 109.7 | 3.6563 | 36358 | 1522 | 917646 | 69.95 | 97.28 | 154886 | 82361 | 65393 | 3959 | 68894 | 377016 | 0.2819 | 26 | 1004.8397 | 66 | 3819 | 0 | 361 | 18 | h2_depleted
1 | 3.4 | 80 | 726.5 | 379.9 | 187.1 | 6.236 | 22465 | 924 | 612273 | 79.95 | 98.32 | 154886 | 82361 | 101348 | 6753 | 68894 | 415167 | 0.3104 | 37 | 2826.0253 | 140.9 | 6988 | 0 | 361 | 18 | h2_depleted
1 | 3.4 | 90 | 1150.7 | 379.9 | 320.5 | 10.6823 | 12546 | 516 | 306900 | 89.95 | 99.06 | 154886 | 82361 | 160534 | 11569 | 68894 | 478761 | 0.358 | 60 | 3022.9582 | 302 | 7196 | 0 | 361 | 18 | h2_depleted
1 | 3.4 | 100 | 2290.4 | 379.9 | 4488.3 | 149.595 | 0 | 0 | 1527 | 99.95 | 100 | 154886 | 82361 | 319516 | 162013 | 68894 | 787670 | 0.5889 | 8760 | 8760 | 8760 | 8760 | 1 | 1 | 0
1 | 3.5 | 60 | 298.3 | 379.9 | 70.8 | 2.3598 | 52208 | 2205 | 1258990 | 59.95 | 96.1 | 159442 | 82361 | 41612 | 2557 | 68894 | 357071 | 0.267 | 14 | 367.9027 | 43 | 1807 | 0 | 221 | 18 | h2_depleted
1 | 3.5 | 70 | 503.6 | 379.9 | 114.3 | 3.8096 | 31110 | 1300 | 944635 | 69.95 | 97.67 | 159442 | 82361 | 70260 | 4125 | 68894 | 386382 | 0.2889 | 27 | 1173.6096 | 72 | 4183 | 0 | 342 | 18 | h2_depleted
1 | 3.5 | 80 | 775.8 | 379.9 | 190.4 | 6.346 | 18746 | 771 | 630281 | 79.95 | 98.6 | 159442 | 82361 | 108231 | 6872 | 68894 | 426571 | 0.3189 | 38 | 2831.5082 | 147 | 6991 | 0 | 361 | 18 | h2_depleted
1 | 3.5 | 90 | 1229 | 379.9 | 414.9 | 13.8286 | 5512 | 227 | 315926 | 89.95 | 99.59 | 159442 | 82361 | 171449 | 14978 | 68894 | 497350 | 0.3719 | 172 | 3788.3664 | 696.9 | 8070 | 0 | 361 | 18 | h2_depleted
1 | 3.5 | 100 | 2377.8 | 379.9 | 5309.3 | 176.959 | 0 | 0 | 1572 | 99.95 | 100 | 159442 | 82361 | 331719 | 191652 | 68894 | 834068 | 0.6236 | 8760 | 8760 | 8760 | 8760 | 1 | 1 | 0
1 | 3.6 | 60 | 322.9 | 379.9 | 72 | 2.3998 | 46277 | 1953 | 1294961 | 59.95 | 96.54 | 163997 | 82361 | 45050 | 2599 | 68894 | 364855 | 0.2728 | 14 | 702.4164 | 44 | 3247 | 0 | 221 | 18 | h2_depleted
1 | 3.6 | 70 | 540.3 | 379.9 | 114.9 | 3.8296 | 27277 | 1139 | 971625 | 69.95 | 97.96 | 163997 | 82361 | 75380 | 4147 | 68894 | 395919 | 0.296 | 27 | 1174.9699 | 75 | 4183 | 0 | 361 | 18 | h2_depleted
1 | 3.6 | 80 | 823.7 | 379.9 | 205.7 | 6.856 | 14352 | 590 | 648289 | 79.95 | 98.93 | 163997 | 82361 | 114913 | 7427 | 68894 | 438183 | 0.3276 | 48 | 2912.6884 | 182 | 7085 | 0 | 361 | 18 | h2_depleted
1 | 3.6 | 90 | 1316.1 | 379.9 | 595.3 | 19.8413 | 0 | 0 | 324953 | 89.95 | 100 | 163997 | 82361 | 183604 | 21488 | 68894 | 520345 | 0.3891 | 709 | 8749.3986 | 8760 | 8760 | 0.99863 | 356 | 18 | h2_depleted
1 | 3.6 | 100 | 2465.3 | 379.9 | 6131.6 | 204.3662 | 0 | 0 | 1617 | 99.95 | 100 | 163997 | 82361 | 343923 | 221331 | 68894 | 880506 | 0.6583 | 8760 | 8760 | 8760 | 8760 | 1 | 1 | 0
1 | 3.7 | 60 | 347 | 379.9 | 80.4 | 2.6797 | 39067 | 1644 | 1330932 | 59.95 | 97.08 | 168553 | 82361 | 48405 | 2901 | 68894 | 372758 | 0.2787 | 20 | 757.526 | 52 | 3248 | 0 | 222 | 12 | h2_depleted
1 | 3.7 | 70 | 577.6 | 379.9 | 116.8 | 3.8929 | 23529 | 980 | 998614 | 69.95 | 98.24 | 168553 | 82361 | 80577 | 4214 | 68894 | 405579 | 0.3032 | 27 | 1554.6493 | 79 | 4975 | 0 | 361 | 18 | h2_depleted
1 | 3.7 | 80 | 877.3 | 379.9 | 202.5 | 6.7493 | 11598 | 477 | 666297 | 79.95 | 99.13 | 168553 | 82361 | 122394 | 7311 | 68894 | 449990 | 0.3365 | 48 | 2917.7075 | 195.9 | 7088 | 0 | 361 | 18 | h2_depleted
1 | 3.7 | 90 | 1451.4 | 379.9 | 729.4 | 24.3109 | 0 | 0 | 333979 | 89.95 | 100 | 168553 | 82361 | 202471 | 26329 | 68894 | 548608 | 0.4102 | 8760 | 8760 | 8760 | 8760 | 1 | 1 | 0
1 | 3.7 | 100 | 2552.8 | 379.9 | 6997.6 | 233.23 | 0 | 0 | 1662 | 99.95 | 100 | 168553 | 82361 | 356126 | 252592 | 68894 | 928526 | 0.6943 | 8760 | 8760 | 8760 | 8760 | 1 | 1 | 0
1 | 3.8 | 60 | 374.1 | 379.9 | 81.8 | 2.7264 | 34159 | 1438 | 1366903 | 59.95 | 97.45 | 173108 | 82361 | 52194 | 2954 | 68894 | 380950 | 0.2848 | 25 | 889.3466 | 54 | 3608 | 0 | 361 | 18 | h2_depleted
1 | 3.8 | 70 | 614.1 | 379.9 | 125.9 | 4.1962 | 19125 | 789 | 1025604 | 69.95 | 98.57 | 173108 | 82361 | 85669 | 4544 | 68894 | 415366 | 0.3106 | 28 | 2169.6452 | 98 | 6051 | 0 | 361 | 18 | h2_depleted
1 | 3.8 | 80 | 929.3 | 379.9 | 215.2 | 7.1726 | 7834 | 322 | 684305 | 79.95 | 99.41 | 173108 | 82361 | 129647 | 7766 | 68894 | 462099 | 0.3455 | 49 | 2950.1705 | 217 | 7125 | 0 | 361 | 18 | h2_depleted
1 | 3.8 | 90 | 1515.6 | 379.9 | 1480.6 | 49.3484 | 0 | 0 | 343006 | 89.95 | 100 | 173108 | 82361 | 211432 | 53446 | 68894 | 589242 | 0.4406 | 8760 | 8760 | 8760 | 8760 | 1 | 1 | 0
1 | 3.8 | 100 | 2640.3 | 379.9 | 7994.5 | 266.4567 | 0 | 0 | 1706 | 99.95 | 100 | 173108 | 82361 | 368329 | 288579 | 68894 | 981272 | 0.7337 | 8760 | 8760 | 8760 | 8760 | 1 | 1 | 0
1 | 3.9 | 60 | 401 | 379.9 | 86.5 | 2.883 | 29255 | 1230 | 1402874 | 59.95 | 97.81 | 177664 | 82361 | 55936 | 3123 | 68894 | 389209 | 0.291 | 26 | 988.1986 | 61 | 3821 | 0 | 342 | 18 | h2_depleted
1 | 3.9 | 70 | 649.4 | 379.9 | 142.8 | 4.7595 | 14719 | 606 | 1052593 | 69.95 | 98.9 | 177664 | 82361 | 90591 | 5154 | 68894 | 425270 | 0.318 | 32 | 2824.8822 | 133.9 | 6989 | 0 | 361 | 18 | h2_depleted
1 | 3.9 | 80 | 984.7 | 379.9 | 221.5 | 7.3826 | 4960 | 204 | 702313 | 79.95 | 99.63 | 177664 | 82361 | 137371 | 7995 | 68894 | 474490 | 0.3548 | 50 | 3025.0253 | 284.9 | 7203 | 0 | 361 | 18 | h2_depleted
1 | 3.9 | 90 | 1546.8 | 379.9 | 2396.3 | 79.8687 | 0 | 0 | 352032 | 89.95 | 100 | 177664 | 82361 | 215782 | 86499 | 68894 | 631199 | 0.4719 | 8760 | 8760 | 8760 | 8760 | 1 | 1 | 0
1 | 3.9 | 100 | 2779.7 | 379.9 | 9165.4 | 305.4828 | 0 | 0 | 1751 | 99.95 | 100 | 177664 | 82361 | 387783 | 330843 | 68894 | 1047545 | 0.7832 | 8760 | 8760 | 8760 | 8760 | 1 | 1 | 0
1 | 4 | 60 | 429.2 | 379.9 | 86.9 | 2.8964 | 25870 | 1087 | 1438845 | 59.95 | 98.07 | 182219 | 82361 | 59878 | 3138 | 68894 | 397577 | 0.2973 | 26 | 1044.6616 | 63 | 3918 | 0 | 342 | 18 | h2_depleted
1 | 4 | 70 | 686.2 | 379.9 | 155.3 | 5.1761 | 11032 | 454 | 1079583 | 69.95 | 99.18 | 182219 | 82361 | 95724 | 5604 | 68894 | 435256 | 0.3254 | 35 | 2910.0137 | 170.9 | 7086 | 0 | 361 | 18 | h2_depleted
1 | 4 | 80 | 1040.8 | 379.9 | 250.3 | 8.3425 | 1903 | 78 | 720321 | 79.95 | 99.86 | 182219 | 82361 | 145200 | 9034 | 68894 | 487787 | 0.3647 | 52 | 4062.0603 | 549.8 | 8422 | 0 | 361 | 18 | h2_depleted
1 | 4 | 90 | 1515.4 | 379.9 | 3587.8 | 119.5814 | 0 | 0 | 361059 | 89.95 | 100 | 182219 | 82361 | 211401 | 129508 | 68894 | 674384 | 0.5042 | 8760 | 8760 | 8760 | 8760 | 1 | 1 | 0
1 | 4.1 | 60 | 457.2 | 379.9 | 91.6 | 3.053 | 21985 | 921 | 1474816 | 59.95 | 98.36 | 186775 | 82361 | 63788 | 3305 | 68894 | 406044 | 0.3036 | 26 | 1183.3945 | 69 | 4205 | 0 | 361 | 18 | h2_depleted
1 | 4.1 | 70 | 726.4 | 379.9 | 156.9 | 5.2295 | 8506 | 350 | 1106573 | 69.95 | 99.36 | 186775 | 82361 | 101334 | 5663 | 68894 | 445377 | 0.333 | 36 | 2941.9925 | 183.9 | 7123 | 0 | 361 | 18 | h2_depleted
1 | 4.1 | 80 | 1102.2 | 379.9 | 301.9 | 10.0623 | 551 | 23 | 738329 | 79.95 | 99.96 | 186775 | 82361 | 153757 | 10899 | 68894 | 502709 | 0.3759 | 62 | 4548.2021 | 1048.4 | 8760 | 0.019178 | 361 | 18 | h2_depleted
1 | 4.1 | 90 | 1570.9 | 379.9 | 4455.8 | 148.5118 | 0 | 0 | 370085 | 89.95 | 100 | 186775 | 82361 | 219154 | 160840 | 68894 | 718024 | 0.5369 | 8760 | 8760 | 8760 | 8760 | 1 | 1 | 0
1 | 4.2 | 60 | 485.4 | 379.9 | 99.8 | 3.3263 | 17734 | 737 | 1510787 | 59.95 | 98.67 | 191330 | 82361 | 67718 | 3603 | 68894 | 414643 | 0.31 | 27 | 1191.4137 | 78 | 4206 | 0 | 342 | 18 | h2_depleted
1 | 4.2 | 70 | 766 | 379.9 | 164.4 | 5.4795 | 5976 | 246 | 1133562 | 69.95 | 99.55 | 191330 | 82361 | 106863 | 5934 | 68894 | 455629 | 0.3407 | 37 | 2946.7356 | 195 | 7126 | 0 | 342 | 18 | h2_depleted
1 | 4.2 | 80 | 1185.5 | 379.9 | 321.3 | 10.7089 | 0 | 0 | 756337 | 79.95 | 100 | 191330 | 82361 | 165385 | 11598 | 68894 | 519569 | 0.3885 | 180 | 4557.1692 | 1057.4 | 8760 | 0.020548 | 361 | 18 | h2_depleted
1 | 4.2 | 90 | 1756.2 | 379.9 | 4883.1 | 162.7537 | 0 | 0 | 379111 | 89.95 | 100 | 191330 | 82361 | 245000 | 176266 | 68894 | 763851 | 0.5711 | 8760 | 8760 | 8760 | 8760 | 1 | 1 | 0
1 | 4.3 | 60 | 513.7 | 379.9 | 106.4 | 3.5463 | 14184 | 584 | 1546759 | 59.95 | 98.94 | 195886 | 82361 | 71668 | 3841 | 68894 | 423234 | 0.3164 | 28 | 2169.3733 | 91 | 6054 | 0 | 342 | 18 | h2_depleted
1 | 4.3 | 70 | 808.4 | 379.9 | 162.9 | 5.4295 | 4968 | 204 | 1160552 | 69.95 | 99.63 | 195886 | 82361 | 112776 | 5880 | 68894 | 466002 | 0.3484 | 37 | 2952.7904 | 202.8 | 7132 | 0 | 361 | 18 | h2_depleted
1 | 4.3 | 80 | 1273.8 | 379.9 | 380.2 | 12.6721 | 0 | 0 | 774345 | 79.95 | 100 | 195886 | 82361 | 177695 | 13724 | 68894 | 538560 | 0.4027 | 8760 | 8760 | 8760 | 8760 | 1 | 1 | 0
1 | 4.3 | 90 | 1874.1 | 379.9 | 5914.2 | 197.1203 | 0 | 0 | 388138 | 89.95 | 100 | 195886 | 82361 | 261439 | 213486 | 68894 | 822066 | 0.6147 | 8760 | 8760 | 8760 | 8760 | 1 | 1 | 0
1 | 4.4 | 60 | 542.8 | 379.9 | 111.7 | 3.723 | 11185 | 460 | 1582730 | 59.95 | 99.16 | 200441 | 82361 | 75729 | 4034 | 68894 | 431919 | 0.3229 | 28 | 2820.7692 | 120 | 6991 | 0 | 361 | 18 | h2_depleted
1 | 4.4 | 70 | 852.2 | 379.9 | 161.5 | 5.3828 | 4223 | 174 | 1187541 | 69.95 | 99.68 | 200441 | 82361 | 118890 | 5831 | 68894 | 476591 | 0.3563 | 37 | 2956.2301 | 206.9 | 7135 | 0 | 361 | 18 | h2_depleted
1 | 4.4 | 80 | 1392.4 | 379.9 | 443.8 | 14.7919 | 0 | 0 | 792353 | 79.95 | 100 | 200441 | 82361 | 194240 | 16022 | 68894 | 561958 | 0.4202 | 8760 | 8760 | 8760 | 8760 | 1 | 1 | 0
1 | 4.4 | 90 | 1830.4 | 379.9 | 8389.7 | 279.6287 | 0 | 0 | 397164 | 89.95 | 100 | 200441 | 82361 | 255356 | 302844 | 68894 | 909896 | 0.6803 | 8760 | 8760 | 8760 | 8760 | 1 | 1 | 0
1 | 4.5 | 60 | 571.6 | 379.9 | 119.9 | 3.9963 | 8356 | 344 | 1618701 | 59.95 | 99.38 | 204997 | 82361 | 79745 | 4327 | 68894 | 440668 | 0.3295 | 30 | 2903.774 | 139.9 | 7088 | 0 | 361 | 18 | h2_depleted
1 | 4.5 | 70 | 896 | 379.9 | 164.1 | 5.4695 | 3479 | 143 | 1214531 | 69.95 | 99.74 | 204997 | 82361 | 124991 | 5924 | 68894 | 487311 | 0.3644 | 38 | 3322.1082 | 249.8 | 7592 | 0 | 342 | 18 | h2_depleted
1 | 4.5 | 80 | 1569 | 379.9 | 452.4 | 15.0785 | 0 | 0 | 810361 | 79.95 | 100 | 204997 | 82361 | 218886 | 16331 | 68894 | 591469 | 0.4422 | 8760 | 8760 | 8760 | 8760 | 1 | 1 | 0
1 | 4.6 | 60 | 601.1 | 379.9 | 126.9 | 4.2296 | 6485 | 267 | 1654672 | 59.95 | 99.52 | 209552 | 82361 | 83858 | 4581 | 68894 | 449514 | 0.3361 | 32 | 2941.2973 | 174.7 | 7125 | 0 | 361 | 18 | h2_depleted
1 | 4.6 | 70 | 938.3 | 379.9 | 181.4 | 6.0461 | 2034 | 84 | 1241520 | 69.95 | 99.85 | 209552 | 82361 | 130893 | 6548 | 68894 | 498332 | 0.3726 | 50 | 3947.3836 | 488 | 8300 | 0 | 361 | 18 | h2_depleted
1 | 4.6 | 80 | 1705.5 | 379.9 | 824.3 | 27.4739 | 0 | 0 | 828369 | 79.95 | 100 | 209552 | 82361 | 237926 | 29755 | 68894 | 628488 | 0.4699 | 8760 | 8760 | 8760 | 8760 | 1 | 1 | 0
1 | 4.7 | 60 | 632.3 | 379.9 | 130.5 | 4.3496 | 5495 | 226 | 1690643 | 59.95 | 99.59 | 214108 | 82361 | 88210 | 4709 | 68894 | 458508 | 0.3428 | 33 | 2947.8514 | 193.9 | 7128 | 0 | 361 | 18 | h2_depleted
1 | 4.7 | 70 | 988.6 | 379.9 | 190.1 | 6.336 | 1533 | 63 | 1268510 | 69.95 | 99.89 | 214108 | 82361 | 137919 | 6864 | 68894 | 510208 | 0.3815 | 51 | 4421.989 | 920.4 | 8760 | 0.0047945 | 361 | 18 | h2_depleted
1 | 4.7 | 80 | 1665.6 | 379.9 | 2096.1 | 69.863 | 0 | 0 | 846377 | 79.95 | 100 | 214108 | 82361 | 232361 | 75663 | 68894 | 673386 | 0.5035 | 8760 | 8760 | 8760 | 8760 | 1 | 1 | 0
1 | 4.8 | 60 | 664.6 | 379.9 | 131.4 | 4.3796 | 4892 | 201 | 1726614 | 59.95 | 99.63 | 218663 | 82361 | 92713 | 4743 | 68894 | 467576 | 0.3496 | 34 | 2951.7699 | 201.9 | 7131 | 0 | 342 | 18 | h2_depleted
1 | 4.8 | 70 | 1030 | 379.9 | 256.4 | 8.5458 | 41 | 2 | 1295500 | 69.95 | 100 | 218663 | 82361 | 143683 | 9255 | 68894 | 522859 | 0.3909 | 61 | 4438.8007 | 937.4 | 8760 | 0.0068493 | 361 | 18 | h2_depleted
1 | 4.8 | 80 | 1722.5 | 379.9 | 3113.8 | 103.783 | 0 | 0 | 864385 | 79.95 | 100 | 218663 | 82361 | 240298 | 112400 | 68894 | 722617 | 0.5403 | 8760 | 8760 | 8760 | 8760 | 1 | 1 | 0
1 | 4.9 | 60 | 697.5 | 379.9 | 132.3 | 4.4096 | 4306 | 177 | 1762585 | 59.95 | 99.68 | 223219 | 82361 | 97310 | 4774 | 68894 | 476735 | 0.3565 | 35 | 3006.7288 | 216.8 | 7205 | 0 | 342 | 18 | h2_depleted
1 | 4.9 | 70 | 1090.7 | 379.9 | 272 | 9.0658 | 0 | 0 | 1322489 | 69.95 | 100 | 223219 | 82361 | 152153 | 9818 | 68894 | 536445 | 0.4011 | 8760 | 8760 | 8760 | 8760 | 1 | 1 | 0
1 | 4.9 | 80 | 1706.6 | 379.9 | 4749.1 | 158.2875 | 0 | 0 | 882393 | 79.95 | 100 | 223219 | 82361 | 238072 | 171428 | 68894 | 783974 | 0.5862 | 8760 | 8760 | 8760 | 8760 | 1 | 1 | 0
1 | 5 | 60 | 730.1 | 379.9 | 136.6 | 4.5529 | 3572 | 147 | 1798556 | 59.95 | 99.73 | 227774 | 82361 | 101856 | 4933 | 68894 | 485965 | 0.3634 | 36 | 3322.7192 | 234.9 | 7591 | 0 | 342 | 18 | h2_depleted
1 | 5 | 70 | 1165.1 | 379.9 | 265.4 | 8.8458 | 0 | 0 | 1349479 | 69.95 | 100 | 227774 | 82361 | 162532 | 9579 | 68894 | 551141 | 0.4121 | 8760 | 8760 | 8760 | 8760 | 1 | 1 | 0
1 | 5.1 | 60 | 764.5 | 379.9 | 135.8 | 4.5262 | 3258 | 134 | 1834528 | 59.95 | 99.76 | 232329 | 82361 | 106647 | 4902 | 68894 | 495268 | 0.3703 | 36 | 3323.6719 | 239.9 | 7591 | 0 | 342 | 18 | h2_depleted
1 | 5.1 | 70 | 1234.1 | 379.9 | 304 | 10.1323 | 0 | 0 | 1376468 | 69.95 | 100 | 232329 | 82361 | 172157 | 10975 | 68894 | 566717 | 0.4237 | 8760 | 8760 | 8760 | 8760 | 1 | 1 | 0
1 | 5.2 | 60 | 798.9 | 379.9 | 135.3 | 4.5095 | 2922 | 120 | 1870499 | 59.95 | 99.78 | 236885 | 82361 | 111453 | 4883 | 68894 | 504596 | 0.3773 | 37 | 3326.8555 | 258 | 7591 | 0 | 342 | 18 | h2_depleted
1 | 5.2 | 70 | 1328.7 | 379.9 | 317.3 | 10.5756 | 0 | 0 | 1403458 | 69.95 | 100 | 236885 | 82361 | 185360 | 11455 | 68894 | 584956 | 0.4374 | 8760 | 8760 | 8760 | 8760 | 1 | 1 | 0
1 | 5.3 | 60 | 833.5 | 379.9 | 135.9 | 4.5295 | 2501 | 103 | 1906470 | 59.95 | 99.81 | 241440 | 82361 | 116278 | 4904 | 68894 | 513981 | 0.3843 | 37 | 3327.2281 | 259 | 7591 | 0 | 342 | 18 | h2_depleted
1 | 5.3 | 70 | 1430.4 | 379.9 | 345.8 | 11.5255 | 0 | 0 | 1430447 | 69.95 | 100 | 241440 | 82361 | 199544 | 12484 | 68894 | 604723 | 0.4521 | 8760 | 8760 | 8760 | 8760 | 1 | 1 | 0
1 | 5.4 | 60 | 866.6 | 379.9 | 145.6 | 4.8528 | 1460 | 60 | 1942441 | 59.95 | 99.89 | 245996 | 82361 | 120894 | 5257 | 68894 | 523462 | 0.3914 | 38 | 3936.6103 | 488 | 8288 | 0 | 342 | 18 | h2_depleted
1 | 5.4 | 70 | 1516 | 379.9 | 550.4 | 18.3448 | 0 | 0 | 1457437 | 69.95 | 100 | 245996 | 82361 | 211488 | 19868 | 68894 | 628607 | 0.47 | 8760 | 8760 | 8760 | 8760 | 1 | 1 | 0
1 | 5.5 | 60 | 902.6 | 379.9 | 156.9 | 5.2295 | 1190 | 49 | 1978412 | 59.95 | 99.91 | 250551 | 82361 | 125914 | 5665 | 68894 | 533434 | 0.3988 | 51 | 4427.8685 | 926.4 | 8760 | 0.0054795 | 361 | 18 | h2_depleted
1 | 5.5 | 70 | 1602.7 | 379.9 | 1310.6 | 43.6823 | 0 | 0 | 1484427 | 69.95 | 100 | 250551 | 82361 | 223585 | 47310 | 68894 | 672702 | 0.503 | 8760 | 8760 | 8760 | 8760 | 1 | 1 | 0
1 | 5.6 | 60 | 942.1 | 379.9 | 163.4 | 5.4461 | 1001 | 41 | 2014383 | 59.95 | 99.93 | 255107 | 82361 | 131422 | 5899 | 68894 | 543724 | 0.4065 | 52 | 4428.863 | 927.4 | 8760 | 0.0054795 | 361 | 18 | h2_depleted
1 | 5.6 | 70 | 1595 | 379.9 | 3319.7 | 110.6456 | 0 | 0 | 1511416 | 69.95 | 100 | 255107 | 82361 | 222514 | 119832 | 68894 | 748709 | 0.5598 | 8760 | 8760 | 8760 | 8760 | 1 | 1 | 0
1 | 5.7 | 60 | 981.2 | 379.9 | 187 | 6.2327 | 521 | 21 | 2050354 | 59.95 | 99.96 | 259662 | 82361 | 136884 | 6751 | 68894 | 554574 | 0.4147 | 56 | 4433.8329 | 932.4 | 8760 | 0.0061644 | 361 | 18 | h2_depleted
1 | 5.8 | 60 | 1030.8 | 379.9 | 192.4 | 6.4127 | 352 | 14 | 2086326 | 59.95 | 99.97 | 264218 | 82361 | 143803 | 6944 | 68894 | 566234 | 0.4234 | 58 | 4435.8205 | 934.4 | 8760 | 0.0061644 | 361 | 18 | h2_depleted
1 | 5.9 | 60 | 1081.1 | 379.9 | 207.1 | 6.9026 | 23 | 1 | 2122297 | 59.95 | 100 | 268773 | 82361 | 150812 | 7476 | 68894 | 578318 | 0.4324 | 61 | 4438.8007 | 937.4 | 8760 | 0.0068493 | 361 | 18 | h2_depleted
1 | 6 | 60 | 1139.8 | 379.9 | 203.2 | 6.7727 | 11 | 0 | 2158268 | 59.95 | 100 | 273329 | 82361 | 159004 | 7337 | 68894 | 590925 | 0.4418 | 61 | 4438.8007 | 937.4 | 8760 | 0.0068493 | 361 | 18 | h2_depleted
1 | 6.1 | 60 | 1197.1 | 379.9 | 228.3 | 7.6092 | 0 | 0 | 2194239 | 59.95 | 100 | 277884 | 82361 | 167002 | 8239 | 68894 | 604381 | 0.4519 | 8760 | 8760 | 8760 | 8760 | 1 | 1 | 0
1 | 6.2 | 60 | 1263.6 | 379.9 | 251.3 | 8.3758 | 0 | 0 | 2230210 | 59.95 | 100 | 282440 | 82361 | 176280 | 9071 | 68894 | 619045 | 0.4629 | 8760 | 8760 | 8760 | 8760 | 1 | 1 | 0
1 | 6.3 | 60 | 1322.5 | 379.9 | 326.8 | 10.8922 | 0 | 0 | 2266181 | 59.95 | 100 | 286995 | 82361 | 184490 | 11798 | 68894 | 634538 | 0.4744 | 8760 | 8760 | 8760 | 8760 | 1 | 1 | 0
1 | 6.4 | 60 | 1411.1 | 379.9 | 440.7 | 14.6885 | 0 | 0 | 2302152 | 59.95 | 100 | 291551 | 82361 | 196860 | 15908 | 68894 | 655574 | 0.4902 | 8760 | 8760 | 8760 | 8760 | 1 | 1 | 0
1 | 6.5 | 60 | 1739.9 | 379.9 | 763.9 | 25.4608 | 0 | 0 | 2338123 | 59.95 | 100 | 296106 | 82361 | 242719 | 27576 | 68894 | 717656 | 0.5366 | 8760 | 8760 | 8760 | 8760 | 1 | 1 | 0
1 | 6.6 | 60 | 1925.4 | 379.9 | 2271.8 | 75.7191 | 0 | 0 | 2374095 | 59.95 | 100 | 300662 | 82361 | 268599 | 82006 | 68894 | 802521 | 0.6 | 8760 | 8760 | 8760 | 8760 | 1 | 1 | 0