## Results
bat_price_factor | PV_MW | cons_target_% | total_MWh | storage_duration_h | total_MW | grid_kWh | grid_cost_USD | curtail_kWh | actual_cons_% | energy_pen_% | total_cost_USD | LCOE_USD_per_kWh | min_offgrid_hours | mean_offgrid_hours | p10_offgrid_hours | max_offgrid_hours | survival_rate | worst_start_day | worst_start_hour | worst_failure_reason
1 | 0.05 | 100 | 15 | 11.64 | 7.5 | 11203241 | 1680486 | 0 | 100 | 0.72 | 2424562 | 0.2149 | 3 | 9.9685 | 3 | 20 | 0 | 8 | 12 | battery_power_limited
1 | 0.1 | 100 | 15 | 11.64 | 7.5 | 11122131 | 1668320 | 0 | 100 | 1.44 | 2415223 | 0.214 | 3 | 10.0473 | 4 | 20 | 0 | 8 | 12 | battery_power_limited
1 | 0.15 | 100 | 15 | 11.64 | 7.5 | 11041021 | 1656153 | 0 | 100 | 2.16 | 2405885 | 0.2132 | 3 | 10.1151 | 4 | 20 | 0 | 8 | 12 | battery_power_limited
1 | 0.2 | 100 | 15 | 11.64 | 7.5 | 10959911 | 1643987 | 0 | 100 | 2.88 | 2396546 | 0.2124 | 3 | 10.2082 | 4 | 21 | 0 | 8 | 12 | battery_power_limited
1 | 0.25 | 100 | 15 | 11.64 | 7.5 | 10878801 | 1631820 | 0 | 100 | 3.59 | 2387207 | 0.2116 | 3 | 10.2877 | 4 | 21 | 0 | 8 | 12 | battery_power_limited
1 | 0.3 | 100 | 15 | 11.64 | 7.5 | 10797691 | 1619654 | 0 | 100 | 4.31 | 2377869 | 0.2107 | 3 | 10.3644 | 4 | 21 | 0 | 8 | 12 | battery_power_limited
1 | 0.35 | 100 | 15 | 11.64 | 7.5 | 10716581 | 1607487 | 0 | 100 | 5.03 | 2368530 | 0.2099 | 3 | 10.4521 | 4 | 21 | 0 | 8 | 12 | battery_power_limited
1 | 0.4 | 100 | 15 | 11.64 | 7.5 | 10635471 | 1595321 | 0 | 100 | 5.75 | 2359192 | 0.2091 | 3 | 10.5342 | 4 | 22 | 0 | 8 | 12 | battery_power_limited
1 | 0.45 | 100 | 15 | 11.64 | 7.5 | 10554361 | 1583154 | 0 | 100 | 6.47 | 2349853 | 0.2082 | 3 | 10.6151 | 4 | 22 | 0 | 8 | 12 | battery_power_limited
1 | 0.5 | 100 | 15 | 11.64 | 7.5 | 10473251 | 1570988 | 0 | 100 | 7.19 | 2340514 | 0.2074 | 3 | 10.7103 | 4 | 22 | 0 | 8 | 12 | battery_power_limited
1 | 0.55 | 100 | 15 | 11.64 | 7.5 | 10392143 | 1558821 | 0 | 100 | 7.91 | 2331176 | 0.2066 | 3 | 10.7925 | 4 | 23 | 0 | 8 | 12 | battery_power_limited
1 | 0.6 | 100 | 15 | 11.64 | 7.5 | 10311041 | 1546656 | 0 | 100 | 8.63 | 2321838 | 0.2058 | 3 | 10.8836 | 4 | 23 | 0 | 8 | 12 | battery_power_limited
1 | 0.65 | 100 | 15 | 11.64 | 7.5 | 10229946 | 1534492 | 0 | 100 | 9.34 | 2312502 | 0.2049 | 3 | 10.961 | 4 | 23 | 0 | 8 | 12 | battery_power_limited
1 | 0.7 | 100 | 15 | 11.64 | 7.5 | 10148873 | 1522331 | 0 | 100 | 10.06 | 2303169 | 0.2041 | 3 | 11.0521 | 4 | 23 | 0 | 8 | 12 | battery_power_limited
1 | 0.75 | 80 | 15 | 11.64 | 7.5 | 10310423 | 1546563 | 242721 | 80.05 | 8.63 | 2330229 | 0.2065 | 3 | 11.1438 | 4 | 24 | 0 | 13 | 12 | battery_power_limited
1 | 0.75 | 100 | 15 | 11.64 | 7.5 | 10067823 | 1510173 | 0 | 100 | 10.78 | 2293839 | 0.2033 | 3 | 11.1438 | 4 | 24 | 0 | 13 | 12 | battery_power_limited
1 | 0.8 | 80 | 15 | 11.64 | 7.5 | 10245495 | 1536824 | 258903 | 80.05 | 9.21 | 2323318 | 0.2059 | 3 | 11.2377 | 4 | 24 | 0 | 13 | 12 | battery_power_limited
1 | 0.8 | 100 | 15 | 11.64 | 7.5 | 9986806 | 1498021 | 0 | 100 | 11.5 | 2284514 | 0.2024 | 3 | 11.2377 | 4 | 24 | 0 | 13 | 12 | battery_power_limited
1 | 0.85 | 80 | 15 | 11.64 | 7.5 | 10180566 | 1527085 | 275084 | 80.05 | 9.78 | 2316406 | 0.2053 | 3 | 11.3253 | 5 | 24 | 0 | 13 | 12 | battery_power_limited
1 | 0.85 | 100 | 15 | 11.64 | 7.5 | 9905824 | 1485874 | 0 | 100 | 12.22 | 2275195 | 0.2016 | 3 | 11.3253 | 5 | 24 | 0 | 13 | 12 | battery_power_limited
1 | 0.9 | 80 | 15 | 11.64 | 7.5 | 10115638 | 1517346 | 291266 | 80.05 | 10.36 | 2309495 | 0.2047 | 3 | 11.4178 | 5 | 26 | 0 | 13 | 12 | battery_power_limited
1 | 0.9 | 100 | 15 | 11.64 | 7.5 | 9824879 | 1473732 | 0 | 100 | 12.93 | 2265881 | 0.2008 | 3 | 11.4178 | 5 | 26 | 0 | 13 | 12 | battery_power_limited
1 | 0.95 | 80 | 15 | 11.64 | 7.5 | 10050709 | 1507606 | 307447 | 80.05 | 10.93 | 2302583 | 0.2041 | 3 | 11.5041 | 5 | 27 | 0 | 13 | 12 | battery_power_limited
1 | 0.95 | 100 | 15 | 11.64 | 7.5 | 9743997 | 1461600 | 0 | 100 | 13.65 | 2256577 | 0.2 | 3 | 11.5041 | 5 | 27 | 0 | 13 | 12 | battery_power_limited
1 | 1 | 80 | 15 | 11.64 | 7.5 | 9985781 | 1497867 | 323629 | 80.05 | 11.51 | 2295672 | 0.2034 | 3 | 11.5938 | 5 | 28 | 0 | 13 | 12 | battery_power_limited
1 | 1 | 100 | 15 | 11.64 | 7.5 | 9663194 | 1449479 | 0 | 100 | 14.37 | 2247284 | 0.1992 | 3 | 11.5938 | 5 | 28 | 0 | 13 | 12 | battery_power_limited
1 | 1.05 | 80 | 15 | 11.64 | 7.5 | 9920852 | 1488128 | 339810 | 80.05 | 12.08 | 2288761 | 0.2028 | 3 | 11.6788 | 5 | 29 | 0 | 13 | 12 | battery_power_limited
1 | 1.05 | 100 | 15 | 11.64 | 7.5 | 9582444 | 1437367 | 0 | 100 | 15.08 | 2237999 | 0.1983 | 3 | 11.6788 | 5 | 29 | 0 | 13 | 12 | battery_power_limited
1 | 1.1 | 80 | 15 | 11.64 | 7.5 | 9855924 | 1478389 | 355991 | 80.05 | 12.66 | 2281849 | 0.2022 | 3 | 11.7774 | 5 | 29 | 0 | 13 | 12 | battery_power_limited
1 | 1.1 | 100 | 15 | 11.64 | 7.5 | 9501759 | 1425264 | 0 | 100 | 15.8 | 2228724 | 0.1975 | 3 | 11.7774 | 5 | 29 | 0 | 13 | 12 | battery_power_limited
1 | 1.15 | 80 | 15 | 11.64 | 7.5 | 9790995 | 1468649 | 372173 | 80.05 | 13.23 | 2274938 | 0.2016 | 3 | 11.8842 | 5 | 29 | 0 | 13 | 12 | battery_power_limited
1 | 1.15 | 100 | 15 | 11.64 | 7.5 | 9421149 | 1413172 | 0 | 100 | 16.51 | 2219461 | 0.1967 | 3 | 11.8842 | 5 | 29 | 0 | 13 | 12 | battery_power_limited
1 | 1.2 | 60 | 15 | 11.64 | 7.5 | 10115394 | 1517309 | 777682 | 60.05 | 10.36 | 2326425 | 0.2062 | 3 | 11.974 | 5 | 30 | 0 | 13 | 12 | battery_power_limited
1 | 1.2 | 80 | 15 | 11.64 | 7.5 | 9726067 | 1458910 | 388354 | 80.05 | 13.81 | 2268026 | 0.201 | 3 | 11.974 | 5 | 30 | 0 | 13 | 12 | battery_power_limited
1 | 1.2 | 100 | 15 | 11.64 | 7.5 | 9340605 | 1401091 | 0 | 100 | 17.23 | 2210207 | 0.1959 | 3 | 11.974 | 5 | 30 | 0 | 13 | 12 | battery_power_limited
1 | 1.25 | 60 | 15 | 11.64 | 7.5 | 10066688 | 1510003 | 810085 | 60.05 | 10.79 | 2321947 | 0.2058 | 3 | 12.0651 | 5 | 30 | 0 | 13 | 12 | battery_power_limited
1 | 1.25 | 80 | 15 | 11.64 | 7.5 | 9661138 | 1449171 | 404536 | 80.05 | 14.38 | 2261115 | 0.2004 | 3 | 12.0651 | 5 | 30 | 0 | 13 | 12 | battery_power_limited
1 | 1.25 | 100 | 15 | 11.64 | 7.5 | 9260140 | 1389021 | 0 | 100 | 17.94 | 2200965 | 0.195 | 3 | 12.0651 | 5 | 30 | 0 | 13 | 12 | battery_power_limited
1 | 1.3 | 60 | 15 | 11.64 | 7.5 | 10017981 | 1502697 | 842489 | 60.05 | 11.22 | 2317469 | 0.2054 | 3 | 12.1753 | 5 | 31 | 0 | 13 | 12 | battery_power_limited
1 | 1.3 | 80 | 15 | 11.64 | 7.5 | 9596210 | 1439431 | 420717 | 80.05 | 14.96 | 2254203 | 0.1998 | 3 | 12.1753 | 5 | 31 | 0 | 13 | 12 | battery_power_limited
1 | 1.3 | 100 | 15 | 11.64 | 7.5 | 9179773 | 1376966 | 0 | 100 | 18.65 | 2191738 | 0.1942 | 3 | 12.1753 | 5 | 31 | 0 | 13 | 12 | battery_power_limited
1 | 1.35 | 60 | 15 | 11.64 | 7.5 | 9969275 | 1495391 | 874892 | 60.05 | 11.65 | 2312991 | 0.205 | 3 | 12.2747 | 5 | 34 | 0 | 13 | 12 | battery_power_limited
1 | 1.35 | 80 | 15 | 11.64 | 7.5 | 9531281 | 1429692 | 436899 | 80.05 | 15.54 | 2247292 | 0.1992 | 3 | 12.2747 | 5 | 34 | 0 | 13 | 12 | battery_power_limited
1 | 1.35 | 90 | 15 | 11.64 | 7.5 | 9312284 | 1396843 | 217902 | 90.05 | 17.48 | 2214442 | 0.1962 | 3 | 12.2747 | 5 | 34 | 0 | 13 | 12 | battery_power_limited
1 | 1.35 | 100 | 15 | 11.64 | 7.5 | 9099508 | 1364926 | 0 | 100 | 19.36 | 2182526 | 0.1934 | 3 | 12.2747 | 5 | 34 | 0 | 13 | 12 | battery_power_limited
1 | 1.4 | 60 | 15 | 11.64 | 7.5 | 9920568 | 1488085 | 907296 | 60.05 | 12.09 | 2308513 | 0.2046 | 3 | 12.3781 | 5 | 34 | 0 | 13 | 12 | battery_power_limited
1 | 1.4 | 80 | 15 | 11.64 | 7.5 | 9466353 | 1419953 | 453080 | 80.05 | 16.11 | 2240380 | 0.1985 | 3 | 12.3781 | 5 | 34 | 0 | 13 | 12 | battery_power_limited
1 | 1.4 | 90 | 15 | 11.64 | 7.5 | 9239245 | 1385887 | 225972 | 90.05 | 18.12 | 2206314 | 0.1955 | 3 | 12.3781 | 5 | 34 | 0 | 13 | 12 | battery_power_limited
1 | 1.4 | 100 | 15 | 11.64 | 7.5 | 9019340 | 1352901 | 0 | 100 | 20.07 | 2173329 | 0.1926 | 3 | 12.3781 | 5 | 34 | 0 | 13 | 12 | battery_power_limited
1 | 1.45 | 60 | 15 | 11.64 | 7.5 | 9871862 | 1480779 | 939699 | 60.05 | 12.52 | 2304035 | 0.2042 | 3 | 12.4651 | 5 | 35 | 0 | 13 | 12 | battery_power_limited
1 | 1.45 | 80 | 15 | 11.64 | 7.5 | 9401424 | 1410214 | 469261 | 80.05 | 16.69 | 2233469 | 0.1979 | 3 | 12.4651 | 5 | 35 | 0 | 13 | 12 | battery_power_limited
1 | 1.45 | 90 | 15 | 11.64 | 7.5 | 9166205 | 1374931 | 234043 | 90.05 | 18.77 | 2198186 | 0.1948 | 3 | 12.4651 | 5 | 35 | 0 | 13 | 12 | battery_power_limited
1 | 1.45 | 100 | 15 | 11.64 | 7.5 | 8939246 | 1340887 | 0 | 100 | 20.78 | 2164142 | 0.1918 | 3 | 12.4651 | 5 | 35 | 0 | 13 | 12 | battery_power_limited
1 | 1.5 | 60 | 15 | 11.64 | 7.5 | 9823155 | 1473473 | 972103 | 60.05 | 12.95 | 2299557 | 0.2038 | 3 | 12.589 | 5 | 36 | 0 | 13 | 12 | battery_power_limited
1 | 1.5 | 80 | 15 | 11.64 | 7.5 | 9336496 | 1400474 | 485443 | 80.05 | 17.26 | 2226558 | 0.1973 | 3 | 12.589 | 5 | 36 | 0 | 13 | 12 | battery_power_limited
1 | 1.5 | 90 | 15 | 11.64 | 7.5 | 9093166 | 1363975 | 242113 | 90.05 | 19.42 | 2190058 | 0.1941 | 3 | 12.589 | 5 | 36 | 0 | 13 | 12 | battery_power_limited
1 | 1.5 | 100 | 15 | 11.64 | 7.5 | 8859232 | 1328885 | 0 | 100 | 21.49 | 2154968 | 0.191 | 3 | 12.589 | 5 | 36 | 0 | 13 | 12 | battery_power_limited
1 | 1.55 | 60 | 15 | 11.64 | 7.5 | 9774449 | 1466167 | 1004506 | 60.05 | 13.38 | 2295078 | 0.2034 | 3 | 12.7158 | 6 | 36 | 0 | 13 | 12 | battery_power_limited
1 | 1.55 | 80 | 15 | 11.64 | 7.5 | 9271567 | 1390735 | 501624 | 80.05 | 17.84 | 2219646 | 0.1967 | 3 | 12.7158 | 6 | 36 | 0 | 13 | 12 | battery_power_limited
1 | 1.55 | 90 | 15 | 11.64 | 7.5 | 9020126 | 1353019 | 250184 | 90.05 | 20.07 | 2181930 | 0.1934 | 3 | 12.7158 | 6 | 36 | 0 | 13 | 12 | battery_power_limited
1 | 1.55 | 100 | 15 | 11.64 | 7.5 | 8779290 | 1316893 | 0 | 100 | 22.2 | 2145805 | 0.1902 | 3 | 12.7158 | 6 | 36 | 0 | 13 | 12 | battery_power_limited
1 | 1.6 | 60 | 15 | 11.64 | 7.5 | 9725742 | 1458861 | 1036909 | 60.05 | 13.81 | 2290600 | 0.203 | 3 | 12.8192 | 6 | 37 | 0 | 15 | 12 | battery_power_limited
1 | 1.6 | 70 | 15 | 11.64 | 7.5 | 9466190 | 1419929 | 777358 | 70.05 | 16.11 | 2251667 | 0.1995 | 3 | 12.8192 | 6 | 37 | 0 | 15 | 12 | battery_power_limited
1 | 1.6 | 80 | 15 | 11.64 | 7.5 | 9206639 | 1380996 | 517806 | 80.05 | 18.41 | 2212735 | 0.1961 | 3 | 12.8192 | 6 | 37 | 0 | 15 | 12 | battery_power_limited
1 | 1.6 | 90 | 15 | 11.64 | 7.5 | 8947087 | 1342063 | 258254 | 90.05 | 20.71 | 2173802 | 0.1926 | 3 | 12.8192 | 6 | 37 | 0 | 15 | 12 | battery_power_limited
1 | 1.6 | 100 | 15 | 11.64 | 7.5 | 8699402 | 1304910 | 0 | 100 | 22.91 | 2136649 | 0.1893 | 3 | 12.8192 | 6 | 37 | 0 | 15 | 12 | battery_power_limited
1 | 1.65 | 60 | 15 | 11.64 | 7.5 | 9677036 | 1451555 | 1069313 | 60.05 | 14.24 | 2286122 | 0.2026 | 3 | 12.9329 | 6 | 37 | 0 | 15 | 12 | battery_power_limited
1 | 1.65 | 70 | 15 | 11.64 | 7.5 | 9409373 | 1411406 | 801650 | 70.05 | 16.62 | 2245973 | 0.199 | 3 | 12.9329 | 6 | 37 | 0 | 15 | 12 | battery_power_limited
1 | 1.65 | 80 | 15 | 11.64 | 7.5 | 9141710 | 1371257 | 533987 | 80.05 | 18.99 | 2205823 | 0.1955 | 3 | 12.9329 | 6 | 37 | 0 | 15 | 12 | battery_power_limited
1 | 1.65 | 90 | 15 | 11.64 | 7.5 | 8874047 | 1331107 | 266324 | 90.05 | 21.36 | 2165674 | 0.1919 | 3 | 12.9329 | 6 | 37 | 0 | 15 | 12 | battery_power_limited
1 | 1.65 | 100 | 15 | 11.64 | 7.5 | 8619567 | 1292935 | 0 | 100 | 23.61 | 2127502 | 0.1885 | 3 | 12.9329 | 6 | 37 | 0 | 15 | 12 | battery_power_limited
1 | 1.7 | 60 | 15 | 11.64 | 7.5 | 9628329 | 1444249 | 1101716 | 60.05 | 14.68 | 2281644 | 0.2022 | 3 | 13.0425 | 6 | 38 | 0 | 15 | 12 | battery_power_limited
1 | 1.7 | 70 | 15 | 11.64 | 7.5 | 9352555 | 1402883 | 825942 | 70.05 | 17.12 | 2240278 | 0.1985 | 3 | 13.0425 | 6 | 38 | 0 | 15 | 12 | battery_power_limited
1 | 1.7 | 80 | 15 | 11.64 | 7.5 | 9076782 | 1361517 | 550169 | 80.05 | 19.56 | 2198912 | 0.1949 | 3 | 13.0425 | 6 | 38 | 0 | 15 | 12 | battery_power_limited
1 | 1.7 | 90 | 15 | 11.64 | 7.5 | 8801008 | 1320151 | 274395 | 90.05 | 22.01 | 2157546 | 0.1912 | 3 | 13.0425 | 6 | 38 | 0 | 15 | 12 | battery_power_limited
1 | 1.7 | 100 | 15 | 11.64 | 7.5 | 8539801 | 1280970 | 0 | 100 | 24.32 | 2118365 | 0.1877 | 3 | 13.0425 | 6 | 38 | 0 | 15 | 12 | battery_power_limited
1 | 1.75 | 60 | 15 | 11.64 | 7.5 | 9579623 | 1436943 | 1134120 | 60.05 | 15.11 | 2277166 | 0.2018 | 3 | 13.163 | 6 | 38 | 0 | 15 | 12 | battery_power_limited
1 | 1.75 | 70 | 15 | 11.64 | 7.5 | 9295738 | 1394361 | 850235 | 70.05 | 17.62 | 2234583 | 0.198 | 3 | 13.163 | 6 | 38 | 0 | 15 | 12 | battery_power_limited
1 | 1.75 | 80 | 15 | 11.64 | 7.5 | 9011853 | 1351778 | 566350 | 80.05 | 20.14 | 2192000 | 0.1943 | 3 | 13.163 | 6 | 38 | 0 | 15 | 12 | battery_power_limited
1 | 1.75 | 90 | 15 | 11.64 | 7.5 | 8727968 | 1309195 | 282465 | 90.05 | 22.65 | 2149418 | 0.1905 | 3 | 13.163 | 6 | 38 | 0 | 15 | 12 | battery_power_limited
1 | 1.75 | 100 | 15 | 11.64 | 7.5 | 8460080 | 1269012 | 0 | 100 | 25.03 | 2109234 | 0.1869 | 3 | 13.163 | 6 | 38 | 0 | 15 | 12 | battery_power_limited
1 | 1.8 | 60 | 15 | 11.64 | 7.5 | 9530916 | 1429637 | 1166523 | 60.05 | 15.54 | 2272688 | 0.2014 | 3 | 13.2781 | 6 | 39 | 0 | 15 | 12 | battery_power_limited
1 | 1.8 | 70 | 15 | 11.64 | 7.5 | 9238920 | 1385838 | 874527 | 70.05 | 18.13 | 2228888 | 0.1975 | 3 | 13.2781 | 6 | 39 | 0 | 15 | 12 | battery_power_limited
1 | 1.8 | 80 | 15 | 11.64 | 7.5 | 8946925 | 1342039 | 582532 | 80.05 | 20.71 | 2185089 | 0.1936 | 3 | 13.2781 | 6 | 39 | 0 | 15 | 12 | battery_power_limited
1 | 1.8 | 90 | 15 | 11.64 | 7.5 | 8654929 | 1298239 | 290536 | 90.05 | 23.3 | 2141290 | 0.1898 | 3 | 13.2781 | 6 | 39 | 0 | 15 | 12 | battery_power_limited
1 | 1.8 | 100 | 15 | 11.64 | 7.5 | 8380416 | 1257062 | 0 | 100 | 25.73 | 2100113 | 0.1861 | 3 | 13.2781 | 6 | 39 | 0 | 15 | 12 | battery_power_limited
1 | 1.85 | 60 | 15 | 11.64 | 7.5 | 9482210 | 1422331 | 1198926 | 60.05 | 15.97 | 2268210 | 0.201 | 3 | 13.4048 | 6 | 39 | 0 | 15 | 12 | battery_power_limited
1 | 1.85 | 70 | 15 | 11.64 | 7.5 | 9182103 | 1377315 | 898820 | 70.05 | 18.63 | 2223194 | 0.197 | 3 | 13.4048 | 6 | 39 | 0 | 15 | 12 | battery_power_limited
1 | 1.85 | 80 | 15 | 11.64 | 7.5 | 8881996 | 1332299 | 598713 | 80.05 | 21.29 | 2178178 | 0.193 | 3 | 13.4048 | 6 | 39 | 0 | 15 | 12 | battery_power_limited
1 | 1.85 | 90 | 15 | 11.64 | 7.5 | 8581889 | 1287283 | 298606 | 90.05 | 23.95 | 2133162 | 0.189 | 3 | 13.4048 | 6 | 39 | 0 | 15 | 12 | battery_power_limited
1 | 1.85 | 100 | 15 | 11.64 | 7.5 | 8300817 | 1245122 | 0 | 100 | 26.44 | 2091001 | 0.1853 | 3 | 13.4048 | 6 | 39 | 0 | 15 | 12 | battery_power_limited
1 | 1.9 | 60 | 15 | 11.64 | 7.5 | 9433503 | 1415025 | 1231330 | 60.05 | 16.4 | 2263731 | 0.2006 | 3 | 13.5274 | 6 | 39 | 0 | 15 | 12 | battery_power_limited
1 | 1.9 | 70 | 15 | 11.64 | 7.5 | 9125285 | 1368793 | 923112 | 70.05 | 19.13 | 2217499 | 0.1965 | 3 | 13.5274 | 6 | 39 | 0 | 15 | 12 | battery_power_limited
1 | 1.9 | 80 | 15 | 11.64 | 7.5 | 8817068 | 1322560 | 614894 | 80.05 | 21.86 | 2171266 | 0.1924 | 3 | 13.5274 | 6 | 39 | 0 | 15 | 12 | battery_power_limited
1 | 1.9 | 90 | 15 | 11.64 | 7.5 | 8508850 | 1276327 | 306677 | 90.05 | 24.6 | 2125033 | 0.1883 | 3 | 13.5274 | 6 | 39 | 0 | 15 | 12 | battery_power_limited
1 | 1.9 | 100 | 15 | 11.64 | 7.5 | 8221283 | 1233192 | 0 | 100 | 27.14 | 2081898 | 0.1845 | 3 | 13.5274 | 6 | 39 | 0 | 15 | 12 | battery_power_limited
1 | 1.95 | 60 | 15 | 11.64 | 7.5 | 9384797 | 1407719 | 1263733 | 60.05 | 16.83 | 2259253 | 0.2002 | 3 | 13.6671 | 6 | 40 | 0 | 15 | 12 | battery_power_limited
1 | 1.95 | 70 | 15 | 11.64 | 7.5 | 9068468 | 1360270 | 947405 | 70.05 | 19.64 | 2211804 | 0.196 | 3 | 13.6671 | 6 | 40 | 0 | 15 | 12 | battery_power_limited
1 | 1.95 | 80 | 15 | 11.64 | 7.5 | 8752139 | 1312821 | 631076 | 80.05 | 22.44 | 2164355 | 0.1918 | 3 | 13.6671 | 6 | 40 | 0 | 15 | 12 | battery_power_limited
1 | 1.95 | 90 | 15 | 11.64 | 7.5 | 8435810 | 1265372 | 314747 | 90.05 | 25.24 | 2116905 | 0.1876 | 3 | 13.6671 | 6 | 40 | 0 | 15 | 12 | battery_power_limited
1 | 1.95 | 100 | 15 | 11.64 | 7.5 | 8141785 | 1221268 | 0 | 100 | 27.85 | 2072801 | 0.1837 | 3 | 13.6671 | 6 | 40 | 0 | 15 | 12 | battery_power_limited
1 | 2 | 60 | 15 | 11.64 | 7.5 | 9336090 | 1400414 | 1296137 | 60.05 | 17.27 | 2254775 | 0.1998 | 3 | 13.8068 | 6 | 40 | 0 | 15 | 12 | battery_power_limited
1 | 2 | 70 | 15 | 11.64 | 7.5 | 9011650 | 1351748 | 971697 | 70.05 | 20.14 | 2206109 | 0.1955 | 3 | 13.8068 | 6 | 40 | 0 | 15 | 12 | battery_power_limited
1 | 2 | 80 | 15 | 11.64 | 7.5 | 8687211 | 1303082 | 647257 | 80.05 | 23.02 | 2157443 | 0.1912 | 3 | 13.8068 | 6 | 40 | 0 | 15 | 12 | battery_power_limited
1 | 2 | 90 | 15 | 11.64 | 7.5 | 8362771 | 1254416 | 322818 | 90.05 | 25.89 | 2108777 | 0.1869 | 3 | 13.8068 | 6 | 40 | 0 | 15 | 12 | battery_power_limited
1 | 2 | 100 | 15 | 11.64 | 7.5 | 8062335 | 1209350 | 0 | 100 | 28.55 | 2063712 | 0.1829 | 3 | 13.8068 | 6 | 40 | 0 | 15 | 12 | battery_power_limited
1 | 2.05 | 60 | 15 | 11.64 | 7.5 | 9287384 | 1393108 | 1328540 | 60.05 | 17.7 | 2250297 | 0.1994 | 3 | 13.9562 | 7 | 43 | 0 | 259 | 12 | battery_power_limited
1 | 2.05 | 70 | 15 | 11.64 | 7.5 | 8954833 | 1343225 | 995989 | 70.05 | 20.64 | 2200414 | 0.195 | 3 | 13.9562 | 7 | 43 | 0 | 259 | 12 | battery_power_limited
1 | 2.05 | 80 | 15 | 11.64 | 7.5 | 8622282 | 1293342 | 663439 | 80.05 | 23.59 | 2150532 | 0.1906 | 3 | 13.9562 | 7 | 43 | 0 | 259 | 12 | battery_power_limited
1 | 2.05 | 90 | 15 | 11.64 | 7.5 | 8289731 | 1243460 | 330888 | 90.05 | 26.54 | 2100649 | 0.1862 | 3 | 13.9562 | 7 | 43 | 0 | 259 | 12 | battery_power_limited
1 | 2.05 | 100 | 15 | 11.64 | 7.5 | 7982948 | 1197442 | 0 | 100 | 29.26 | 2054632 | 0.1821 | 3 | 13.9562 | 7 | 43 | 0 | 259 | 12 | battery_power_limited
1 | 2.1 | 60 | 15 | 11.64 | 7.5 | 9238677 | 1385802 | 1360944 | 60.05 | 18.13 | 2245819 | 0.199 | 3 | 14.061 | 7 | 44 | 0 | 259 | 12 | battery_power_limited
1 | 2.1 | 70 | 15 | 11.64 | 7.5 | 8898015 | 1334702 | 1020282 | 70.05 | 21.15 | 2194720 | 0.1945 | 3 | 14.061 | 7 | 44 | 0 | 259 | 12 | battery_power_limited
1 | 2.1 | 80 | 15 | 11.64 | 7.5 | 8557354 | 1283603 | 679620 | 80.05 | 24.17 | 2143620 | 0.19 | 3 | 14.061 | 7 | 44 | 0 | 259 | 12 | battery_power_limited
1 | 2.1 | 90 | 15 | 11.64 | 7.5 | 8216692 | 1232504 | 338958 | 90.05 | 27.19 | 2092521 | 0.1854 | 3 | 14.061 | 7 | 44 | 0 | 259 | 12 | battery_power_limited
1 | 2.1 | 100 | 15 | 11.64 | 7.5 | 7903610 | 1185541 | 0 | 100 | 29.96 | 2045559 | 0.1813 | 3 | 14.061 | 7 | 44 | 0 | 259 | 12 | battery_power_limited
1 | 2.15 | 60 | 15 | 11.64 | 7.5 | 9189971 | 1378496 | 1393347 | 60.05 | 18.56 | 2241341 | 0.1986 | 3 | 14.1815 | 7 | 44 | 0 | 259 | 12 | battery_power_limited
1 | 2.15 | 70 | 15 | 11.64 | 7.5 | 8841198 | 1326180 | 1044574 | 70.05 | 21.65 | 2189025 | 0.194 | 3 | 14.1815 | 7 | 44 | 0 | 259 | 12 | battery_power_limited
1 | 2.15 | 80 | 15 | 11.64 | 7.5 | 8492425 | 1273864 | 695802 | 80.05 | 24.74 | 2136709 | 0.1894 | 3 | 14.1815 | 7 | 44 | 0 | 259 | 12 | battery_power_limited
1 | 2.15 | 90 | 15 | 11.64 | 7.5 | 8143652 | 1221548 | 347029 | 90.05 | 27.83 | 2084393 | 0.1847 | 3 | 14.1815 | 7 | 44 | 0 | 259 | 12 | battery_power_limited
1 | 2.15 | 100 | 15 | 11.64 | 7.5 | 7824348 | 1173652 | 0 | 100 | 30.66 | 2036497 | 0.1805 | 3 | 14.1815 | 7 | 44 | 0 | 259 | 12 | battery_power_limited
1 | 2.2 | 60 | 15 | 11.64 | 7.5 | 9141264 | 1371190 | 1425750 | 60.05 | 18.99 | 2236863 | 0.1982 | 3 | 14.2918 | 7 | 44 | 0 | 259 | 12 | battery_power_limited
1 | 2.2 | 70 | 15 | 11.64 | 7.5 | 8784380 | 1317657 | 1068867 | 70.05 | 22.15 | 2183330 | 0.1935 | 3 | 14.2918 | 7 | 44 | 0 | 259 | 12 | battery_power_limited
1 | 2.2 | 80 | 15 | 11.64 | 7.5 | 8427497 | 1264125 | 711983 | 80.05 | 25.32 | 2129797 | 0.1887 | 3 | 14.2918 | 7 | 44 | 0 | 259 | 12 | battery_power_limited
1 | 2.2 | 90 | 15 | 11.64 | 7.5 | 8070613 | 1210592 | 355099 | 90.05 | 28.48 | 2076265 | 0.184 | 3 | 14.2918 | 7 | 44 | 0 | 259 | 12 | battery_power_limited
1 | 2.2 | 100 | 15 | 11.64 | 7.5 | 7745156 | 1161773 | 0 | 100 | 31.36 | 2027446 | 0.1797 | 3 | 14.2918 | 7 | 44 | 0 | 259 | 12 | battery_power_limited
1 | 2.25 | 60 | 15 | 11.64 | 7.5 | 9092558 | 1363884 | 1458154 | 60.05 | 19.42 | 2232384 | 0.1978 | 3 | 14.4253 | 7 | 45 | 0 | 259 | 12 | battery_power_limited
1 | 2.25 | 70 | 15 | 11.64 | 7.5 | 8727563 | 1309134 | 1093159 | 70.05 | 22.66 | 2177635 | 0.193 | 3 | 14.4253 | 7 | 45 | 0 | 259 | 12 | battery_power_limited
1 | 2.25 | 80 | 15 | 11.64 | 7.5 | 8362568 | 1254385 | 728164 | 80.05 | 25.89 | 2122886 | 0.1881 | 3 | 14.4253 | 7 | 45 | 0 | 259 | 12 | battery_power_limited
1 | 2.25 | 90 | 15 | 11.64 | 7.5 | 7997573 | 1199636 | 363170 | 90.05 | 29.13 | 2068137 | 0.1833 | 3 | 14.4253 | 7 | 45 | 0 | 259 | 12 | battery_power_limited
1 | 2.25 | 100 | 15 | 11.64 | 7.5 | 7666025 | 1149904 | 0 | 100 | 32.06 | 2018404 | 0.1789 | 3 | 14.4253 | 7 | 45 | 0 | 259 | 12 | battery_power_limited
1 | 2.3 | 60 | 15 | 11.64 | 7.5 | 9043851 | 1356578 | 1490557 | 60.05 | 19.85 | 2227906 | 0.1974 | 3 | 14.5623 | 7 | 45 | 0 | 259 | 12 | battery_power_limited
1 | 2.3 | 70 | 15 | 11.64 | 7.5 | 8670745 | 1300612 | 1117451 | 70.05 | 23.16 | 2171940 | 0.1925 | 3 | 14.5623 | 7 | 45 | 0 | 259 | 12 | battery_power_limited
1 | 2.3 | 80 | 15 | 11.64 | 7.5 | 8297640 | 1244646 | 744346 | 80.05 | 26.47 | 2115975 | 0.1875 | 3 | 14.5623 | 7 | 45 | 0 | 259 | 12 | battery_power_limited
1 | 2.3 | 90 | 15 | 11.64 | 7.5 | 7924534 | 1188680 | 371240 | 90.05 | 29.77 | 2060009 | 0.1826 | 3 | 14.5623 | 7 | 45 | 0 | 259 | 12 | battery_power_limited
1 | 2.3 | 100 | 15 | 11.64 | 7.5 | 7586934 | 1138040 | 0 | 100 | 32.77 | 2009369 | 0.1781 | 3 | 14.5623 | 7 | 45 | 0 | 259 | 12 | battery_power_limited
1 | 2.35 | 60 | 15 | 11.64 | 7.5 | 8995145 | 1349272 | 1522961 | 60.05 | 20.29 | 2223428 | 0.197 | 3 | 14.6993 | 7 | 46 | 0 | 259 | 12 | battery_power_limited
1 | 2.35 | 70 | 15 | 11.64 | 7.5 | 8613928 | 1292089 | 1141744 | 70.05 | 23.66 | 2166246 | 0.192 | 3 | 14.6993 | 7 | 46 | 0 | 259 | 12 | battery_power_limited
1 | 2.35 | 80 | 15 | 11.64 | 7.5 | 8232711 | 1234907 | 760527 | 80.05 | 27.04 | 2109063 | 0.1869 | 3 | 14.6993 | 7 | 46 | 0 | 259 | 12 | battery_power_limited
1 | 2.35 | 90 | 15 | 11.64 | 7.5 | 7851495 | 1177724 | 379311 | 90.05 | 30.42 | 2051881 | 0.1818 | 3 | 14.6993 | 7 | 46 | 0 | 259 | 12 | battery_power_limited
1 | 2.35 | 100 | 15 | 11.64 | 7.5 | 7507889 | 1126183 | 0 | 100 | 33.47 | 2000340 | 0.1773 | 3 | 14.6993 | 7 | 46 | 0 | 259 | 12 | battery_power_limited
1 | 2.4 | 60 | 15 | 11.64 | 7.5 | 8946438 | 1341966 | 1555364 | 60.05 | 20.72 | 2218950 | 0.1966 | 3 | 14.8404 | 7 | 46 | 0 | 259 | 12 | battery_power_limited
1 | 2.4 | 70 | 15 | 11.64 | 7.5 | 8557110 | 1283567 | 1166036 | 70.05 | 24.17 | 2160551 | 0.1915 | 3 | 14.8404 | 7 | 46 | 0 | 259 | 12 | battery_power_limited
1 | 2.4 | 80 | 15 | 11.64 | 7.5 | 8167783 | 1225167 | 776709 | 80.05 | 27.62 | 2102152 | 0.1863 | 3 | 14.8404 | 7 | 46 | 0 | 259 | 12 | battery_power_limited
1 | 2.4 | 90 | 15 | 11.64 | 7.5 | 7778504 | 1166776 | 387381 | 90.05 | 31.07 | 2043760 | 0.1811 | 3 | 14.8404 | 7 | 46 | 0 | 259 | 12 | battery_power_limited
1 | 2.4 | 100 | 15 | 11.64 | 7.5 | 7428893 | 1114334 | 0 | 100 | 34.17 | 1991318 | 0.1765 | 3 | 14.8404 | 7 | 46 | 0 | 259 | 12 | battery_power_limited
1 | 2.45 | 60 | 15 | 11.64 | 7.5 | 8897731 | 1334660 | 1587767 | 60.05 | 21.15 | 2214472 | 0.1962 | 3 | 14.9973 | 7 | 47 | 0 | 259 | 12 | battery_power_limited
1 | 2.45 | 70 | 15 | 11.64 | 7.5 | 8500293 | 1275044 | 1190329 | 70.05 | 24.67 | 2154856 | 0.191 | 3 | 14.9973 | 7 | 47 | 0 | 259 | 12 | battery_power_limited
1 | 2.45 | 80 | 15 | 11.64 | 7.5 | 8102854 | 1215428 | 792890 | 80.05 | 28.19 | 2095240 | 0.1857 | 3 | 14.9973 | 7 | 47 | 0 | 259 | 12 | battery_power_limited
1 | 2.45 | 90 | 15 | 11.64 | 7.5 | 7706835 | 1156025 | 395451 | 90.05 | 31.7 | 2035837 | 0.1804 | 3 | 14.9973 | 7 | 47 | 0 | 259 | 12 | battery_power_limited
1 | 2.45 | 100 | 15 | 11.64 | 7.5 | 7349940 | 1102491 | 0 | 100 | 34.87 | 1982303 | 0.1757 | 3 | 14.9973 | 7 | 47 | 0 | 259 | 12 | battery_power_limited
1 | 2.5 | 60 | 15 | 11.64 | 7.5 | 8849025 | 1327354 | 1620171 | 60.05 | 21.58 | 2209994 | 0.1958 | 3 | 15.1308 | 7.9 | 47 | 0 | 259 | 12 | battery_power_limited
1 | 2.5 | 70 | 15 | 11.64 | 7.5 | 8443475 | 1266521 | 1214621 | 70.05 | 25.18 | 2149161 | 0.1905 | 3 | 15.1308 | 7.9 | 47 | 0 | 259 | 12 | battery_power_limited
1 | 2.5 | 80 | 15 | 11.64 | 7.5 | 8037926 | 1205689 | 809072 | 80.05 | 28.77 | 2088329 | 0.1851 | 3 | 15.1308 | 7.9 | 47 | 0 | 259 | 12 | battery_power_limited
1 | 2.5 | 90 | 15 | 11.64 | 7.5 | 7635210 | 1145281 | 403522 | 90.05 | 32.34 | 2027921 | 0.1797 | 3 | 15.1308 | 7.9 | 47 | 0 | 259 | 12 | battery_power_limited
1 | 2.5 | 100 | 15 | 11.64 | 7.5 | 7271031 | 1090655 | 0 | 100 | 35.57 | 1973295 | 0.1749 | 3 | 15.1308 | 7.9 | 47 | 0 | 259 | 12 | battery_power_limited
1 | 2.55 | 60 | 15 | 11.64 | 7.5 | 8800318 | 1320048 | 1652574 | 60.05 | 22.01 | 2205516 | 0.1954 | 3 | 15.2651 | 8 | 48 | 0 | 259 | 12 | battery_power_limited
1 | 2.55 | 70 | 15 | 11.64 | 7.5 | 8386658 | 1257999 | 1238914 | 70.05 | 25.68 | 2143466 | 0.19 | 3 | 15.2651 | 8 | 48 | 0 | 259 | 12 | battery_power_limited
1 | 2.55 | 80 | 15 | 11.64 | 7.5 | 7972997 | 1195950 | 825253 | 80.05 | 29.34 | 2081417 | 0.1845 | 3 | 15.2651 | 8 | 48 | 0 | 259 | 12 | battery_power_limited
1 | 2.55 | 90 | 15 | 11.64 | 7.5 | 7563635 | 1134545 | 411592 | 90.05 | 32.97 | 2020013 | 0.179 | 3 | 15.2651 | 8 | 48 | 0 | 259 | 12 | battery_power_limited
1 | 2.55 | 100 | 15 | 11.64 | 7.5 | 7192173 | 1078826 | 0 | 100 | 36.26 | 1964294 | 0.1741 | 3 | 15.2651 | 8 | 48 | 0 | 259 | 12 | battery_power_limited
1 | 2.6 | 60 | 15 | 11.64 | 7.5 | 8751612 | 1312742 | 1684978 | 60.05 | 22.44 | 2201037 | 0.1951 | 3 | 15.3911 | 8 | 48 | 0 | 259 | 12 | battery_power_limited
1 | 2.6 | 70 | 15 | 11.64 | 7.5 | 8329840 | 1249476 | 1263206 | 70.05 | 26.18 | 2137772 | 0.1894 | 3 | 15.3911 | 8 | 48 | 0 | 259 | 12 | battery_power_limited
1 | 2.6 | 80 | 15 | 11.64 | 7.5 | 7908069 | 1186210 | 841434 | 80.05 | 29.92 | 2074506 | 0.1838 | 3 | 15.3911 | 8 | 48 | 0 | 259 | 12 | battery_power_limited
1 | 2.6 | 90 | 15 | 11.64 | 7.5 | 7492096 | 1123814 | 419663 | 90.05 | 33.61 | 2012110 | 0.1783 | 3 | 15.3911 | 8 | 48 | 0 | 259 | 12 | battery_power_limited
1 | 2.6 | 100 | 15 | 11.64 | 7.5 | 7113350 | 1067003 | 0 | 100 | 36.96 | 1955298 | 0.1733 | 3 | 15.3911 | 8 | 48 | 0 | 259 | 12 | battery_power_limited
1 | 2.65 | 60 | 15 | 11.64 | 7.5 | 8702905 | 1305436 | 1717381 | 60.05 | 22.88 | 2196559 | 0.1947 | 3 | 15.5226 | 8 | 49 | 0 | 259 | 12 | battery_power_limited
1 | 2.65 | 70 | 15 | 11.64 | 7.5 | 8273023 | 1240953 | 1287498 | 70.05 | 26.69 | 2132077 | 0.1889 | 3 | 15.5226 | 8 | 49 | 0 | 259 | 12 | battery_power_limited
1 | 2.65 | 80 | 15 | 11.64 | 7.5 | 7843140 | 1176471 | 857616 | 80.05 | 30.5 | 2067594 | 0.1832 | 3 | 15.5226 | 8 | 49 | 0 | 259 | 12 | battery_power_limited
1 | 2.65 | 90 | 15 | 11.64 | 7.5 | 7420589 | 1113088 | 427733 | 90.05 | 34.24 | 2004212 | 0.1776 | 3 | 15.5226 | 8 | 49 | 0 | 259 | 12 | battery_power_limited
1 | 2.65 | 100 | 15 | 11.64 | 7.5 | 7034559 | 1055184 | 0 | 100 | 37.66 | 1946307 | 0.1725 | 3 | 15.5226 | 8 | 49 | 0 | 259 | 12 | battery_power_limited
1 | 2.7 | 60 | 15 | 11.64 | 7.5 | 8654199 | 1298130 | 1749785 | 60.05 | 23.31 | 2192081 | 0.1943 | 3 | 15.6548 | 8 | 49 | 0 | 259 | 12 | battery_power_limited
1 | 2.7 | 70 | 15 | 11.64 | 7.5 | 8216205 | 1232431 | 1311791 | 70.05 | 27.19 | 2126382 | 0.1884 | 3 | 15.6548 | 8 | 49 | 0 | 259 | 12 | battery_power_limited
1 | 2.7 | 80 | 15 | 11.64 | 7.5 | 7778212 | 1166732 | 873797 | 80.05 | 31.07 | 2060683 | 0.1826 | 3 | 15.6548 | 8 | 49 | 0 | 259 | 12 | battery_power_limited
1 | 2.7 | 90 | 15 | 11.64 | 7.5 | 7349115 | 1102367 | 435804 | 90.05 | 34.87 | 1996319 | 0.1769 | 3 | 15.6548 | 8 | 49 | 0 | 259 | 12 | battery_power_limited
1 | 2.7 | 100 | 15 | 11.64 | 7.5 | 6955803 | 1043370 | 0 | 100 | 38.36 | 1937322 | 0.1717 | 3 | 15.6548 | 8 | 49 | 0 | 259 | 12 | battery_power_limited
1 | 2.75 | 60 | 15 | 11.64 | 7.5 | 8605492 | 1290824 | 1782188 | 60.05 | 23.74 | 2187603 | 0.1939 | 3 | 15.7932 | 8 | 49 | 0 | 259 | 12 | battery_power_limited
1 | 2.75 | 70 | 15 | 11.64 | 7.5 | 8159388 | 1223908 | 1336083 | 70.05 | 27.69 | 2120687 | 0.1879 | 3 | 15.7932 | 8 | 49 | 0 | 259 | 12 | battery_power_limited
1 | 2.75 | 80 | 15 | 11.64 | 7.5 | 7713283 | 1156992 | 889979 | 80.05 | 31.65 | 2053772 | 0.182 | 3 | 15.7932 | 8 | 49 | 0 | 259 | 12 | battery_power_limited
1 | 2.75 | 90 | 15 | 11.64 | 7.5 | 7277677 | 1091652 | 443874 | 90.05 | 35.51 | 1988431 | 0.1762 | 3 | 15.7932 | 8 | 49 | 0 | 259 | 12 | battery_power_limited
1 | 2.75 | 100 | 15 | 11.64 | 7.5 | 6877081 | 1031562 | 0 | 100 | 39.06 | 1928341 | 0.1709 | 3 | 15.7932 | 8 | 49 | 0 | 259 | 12 | battery_power_limited
1 | 2.8 | 60 | 15 | 11.64 | 7.5 | 8556786 | 1283518 | 1814591 | 60.05 | 24.17 | 2183125 | 0.1935 | 3 | 15.9438 | 8 | 50 | 0 | 259 | 12 | battery_power_limited
1 | 2.8 | 70 | 15 | 11.64 | 7.5 | 8102570 | 1215386 | 1360376 | 70.05 | 28.2 | 2114993 | 0.1874 | 3 | 15.9438 | 8 | 50 | 0 | 259 | 12 | battery_power_limited
1 | 2.8 | 80 | 15 | 11.64 | 7.5 | 7648355 | 1147253 | 906160 | 80.05 | 32.22 | 2046860 | 0.1814 | 3 | 15.9438 | 8 | 50 | 0 | 259 | 12 | battery_power_limited
1 | 2.8 | 90 | 15 | 11.64 | 7.5 | 7206269 | 1080940 | 451945 | 90.05 | 36.14 | 1980547 | 0.1755 | 3 | 15.9438 | 8 | 50 | 0 | 259 | 12 | battery_power_limited
1 | 2.8 | 100 | 15 | 11.64 | 7.5 | 6798389 | 1019758 | 0 | 100 | 39.75 | 1919365 | 0.1701 | 3 | 15.9438 | 8 | 50 | 0 | 259 | 12 | battery_power_limited
1 | 2.85 | 60 | 15 | 11.64 | 7.5 | 8508079 | 1276212 | 1846995 | 60.05 | 24.6 | 2178647 | 0.1931 | 3 | 16.0952 | 8 | 50 | 0 | 259 | 12 | battery_power_limited
1 | 2.85 | 70 | 15 | 11.64 | 7.5 | 8045753 | 1206863 | 1384668 | 70.05 | 28.7 | 2109298 | 0.1869 | 3 | 16.0952 | 8 | 50 | 0 | 259 | 12 | battery_power_limited
1 | 2.85 | 80 | 15 | 11.64 | 7.5 | 7583426 | 1137514 | 922342 | 80.05 | 32.8 | 2039949 | 0.1808 | 3 | 16.0952 | 8 | 50 | 0 | 259 | 12 | battery_power_limited
1 | 2.85 | 90 | 15 | 11.64 | 7.5 | 7134889 | 1070233 | 460015 | 90.05 | 36.77 | 1972668 | 0.1748 | 3 | 16.0952 | 8 | 50 | 0 | 259 | 12 | battery_power_limited
1 | 2.85 | 100 | 15 | 11.64 | 7.5 | 6719726 | 1007959 | 0 | 100 | 40.45 | 1910394 | 0.1693 | 3 | 16.0952 | 8 | 50 | 0 | 259 | 12 | battery_power_limited
1 | 2.9 | 60 | 15 | 11.64 | 7.5 | 8459373 | 1268906 | 1879398 | 60.05 | 25.03 | 2174169 | 0.1927 | 3 | 16.2267 | 8 | 51 | 0 | 259 | 12 | battery_power_limited
1 | 2.9 | 70 | 15 | 11.64 | 7.5 | 7988935 | 1198340 | 1408961 | 70.05 | 29.2 | 2103603 | 0.1864 | 3 | 16.2267 | 8 | 51 | 0 | 259 | 12 | battery_power_limited
1 | 2.9 | 80 | 15 | 11.64 | 7.5 | 7518498 | 1127775 | 938523 | 80.05 | 33.37 | 2033037 | 0.1802 | 3 | 16.2267 | 8 | 51 | 0 | 259 | 12 | battery_power_limited
1 | 2.9 | 90 | 15 | 11.64 | 7.5 | 7063530 | 1059530 | 468085 | 90.05 | 37.4 | 1964792 | 0.1741 | 3 | 16.2267 | 8 | 51 | 0 | 259 | 12 | battery_power_limited
1 | 2.9 | 100 | 15 | 11.64 | 7.5 | 6641083 | 996163 | 0 | 100 | 41.15 | 1901425 | 0.1685 | 3 | 16.2267 | 8 | 51 | 0 | 259 | 12 | battery_power_limited
1 | 2.95 | 60 | 15 | 11.64 | 7.5 | 8410666 | 1261600 | 1911802 | 60.05 | 25.47 | 2169690 | 0.1923 | 4 | 16.3568 | 9 | 52 | 0 | 13 | 12 | battery_power_limited
1 | 2.95 | 70 | 15 | 11.64 | 7.5 | 7932118 | 1189818 | 1433253 | 70.05 | 29.71 | 2097908 | 0.1859 | 4 | 16.3568 | 9 | 52 | 0 | 13 | 12 | battery_power_limited
1 | 2.95 | 80 | 15 | 11.64 | 7.5 | 7453569 | 1118035 | 954704 | 80.05 | 33.95 | 2026126 | 0.1796 | 4 | 16.3568 | 9 | 52 | 0 | 13 | 12 | battery_power_limited
1 | 2.95 | 90 | 15 | 11.64 | 7.5 | 6992200 | 1048830 | 476156 | 90.05 | 38.04 | 1956921 | 0.1734 | 4 | 16.3568 | 9 | 52 | 0 | 13 | 12 | battery_power_limited
1 | 2.95 | 100 | 15 | 11.64 | 7.5 | 6562470 | 984370 | 0 | 100 | 41.84 | 1892461 | 0.1677 | 4 | 16.3568 | 9 | 52 | 0 | 13 | 12 | battery_power_limited
1 | 3 | 60 | 15 | 11.64 | 7.5 | 8361960 | 1254294 | 1944205 | 60.05 | 25.9 | 2165212 | 0.1919 | 4 | 16.5301 | 9 | 52 | 0 | 13 | 12 | battery_power_limited
1 | 3 | 70 | 15 | 11.64 | 7.5 | 7875300 | 1181295 | 1457545 | 70.05 | 30.21 | 2092213 | 0.1854 | 4 | 16.5301 | 9 | 52 | 0 | 13 | 12 | battery_power_limited
1 | 3 | 80 | 15 | 11.64 | 7.5 | 7388641 | 1108296 | 970886 | 80.05 | 34.52 | 2019214 | 0.1789 | 4 | 16.5301 | 9 | 52 | 0 | 13 | 12 | battery_power_limited
1 | 3 | 90 | 15 | 11.64 | 7.5 | 6920897 | 1038135 | 484226 | 90.05 | 38.67 | 1949053 | 0.1727 | 4 | 16.5301 | 9 | 52 | 0 | 13 | 12 | battery_power_limited
1 | 3 | 100 | 15 | 11.64 | 7.5 | 6483883 | 972582 | 0 | 100 | 42.54 | 1883501 | 0.1669 | 4 | 16.5301 | 9 | 52 | 0 | 13 | 12 | battery_power_limited
1 | 3.05 | 60 | 15 | 11.64 | 7.5 | 8313253 | 1246988 | 1976608 | 60.05 | 26.33 | 2160734 | 0.1915 | 4 | 16.6568 | 9 | 53 | 0 | 13 | 12 | battery_power_limited
1 | 3.05 | 70 | 15 | 11.64 | 7.5 | 7818483 | 1172772 | 1481838 | 70.05 | 30.71 | 2086519 | 0.1849 | 4 | 16.6568 | 9 | 53 | 0 | 13 | 12 | battery_power_limited
1 | 3.05 | 80 | 15 | 11.64 | 7.5 | 7323712 | 1098557 | 987067 | 80.05 | 35.1 | 2012303 | 0.1783 | 4 | 16.6568 | 9 | 53 | 0 | 13 | 12 | battery_power_limited
1 | 3.05 | 90 | 15 | 11.64 | 7.5 | 6849630 | 1027445 | 492297 | 90.05 | 39.3 | 1941191 | 0.172 | 4 | 16.6568 | 9 | 53 | 0 | 13 | 12 | battery_power_limited
1 | 3.05 | 100 | 15 | 11.64 | 7.5 | 6405332 | 960800 | 0 | 100 | 43.24 | 1874546 | 0.1661 | 4 | 16.6568 | 9 | 53 | 0 | 13 | 12 | battery_power_limited
1 | 3.1 | 60 | 15 | 11.64 | 7.5 | 8264547 | 1239682 | 2009012 | 60.05 | 26.76 | 2156256 | 0.1911 | 4 | 16.7884 | 9 | 54 | 0 | 13 | 12 | battery_power_limited
1 | 3.1 | 70 | 15 | 11.64 | 7.5 | 7761665 | 1164250 | 1506130 | 70.05 | 31.22 | 2080824 | 0.1844 | 4 | 16.7884 | 9 | 54 | 0 | 13 | 12 | battery_power_limited
1 | 3.1 | 80 | 15 | 11.64 | 7.5 | 7258784 | 1088818 | 1003249 | 80.05 | 35.67 | 2005392 | 0.1777 | 4 | 16.7884 | 9 | 54 | 0 | 13 | 12 | battery_power_limited
1 | 3.1 | 90 | 15 | 11.64 | 7.5 | 6778392 | 1016759 | 500367 | 90.05 | 39.93 | 1933333 | 0.1713 | 4 | 16.7884 | 9 | 54 | 0 | 13 | 12 | battery_power_limited
1 | 3.1 | 100 | 15 | 11.64 | 7.5 | 6326811 | 949022 | 0 | 100 | 43.93 | 1865596 | 0.1653 | 4 | 16.7884 | 9 | 54 | 0 | 13 | 12 | battery_power_limited
1 | 3.15 | 60 | 15 | 11.64 | 7.5 | 8215840 | 1232376 | 2041415 | 60.05 | 27.19 | 2151778 | 0.1907 | 4 | 16.9411 | 9 | 55 | 0 | 13 | 12 | battery_power_limited
1 | 3.15 | 70 | 15 | 11.64 | 7.5 | 7704848 | 1155727 | 1530423 | 70.05 | 31.72 | 2075129 | 0.1839 | 4 | 16.9411 | 9 | 55 | 0 | 13 | 12 | battery_power_limited
1 | 3.15 | 80 | 15 | 11.64 | 7.5 | 7193855 | 1079078 | 1019430 | 80.05 | 36.25 | 1998480 | 0.1771 | 4 | 16.9411 | 9 | 55 | 0 | 13 | 12 | battery_power_limited
1 | 3.15 | 90 | 15 | 11.64 | 7.5 | 6707173 | 1006076 | 508438 | 90.05 | 40.56 | 1925478 | 0.1706 | 4 | 16.9411 | 9 | 55 | 0 | 13 | 12 | battery_power_limited
1 | 3.15 | 100 | 15 | 11.64 | 7.5 | 6248309 | 937246 | 0 | 100 | 44.63 | 1856648 | 0.1645 | 4 | 16.9411 | 9 | 55 | 0 | 13 | 12 | battery_power_limited
1 | 3.2 | 60 | 15 | 11.64 | 7.5 | 8167134 | 1225070 | 2073819 | 60.05 | 27.62 | 2147300 | 0.1903 | 4 | 17.0911 | 9 | 56 | 0 | 13 | 12 | battery_power_limited
1 | 3.2 | 70 | 15 | 11.64 | 7.5 | 7648030 | 1147205 | 1554715 | 70.05 | 32.22 | 2069434 | 0.1834 | 4 | 17.0911 | 9 | 56 | 0 | 13 | 12 | battery_power_limited
1 | 3.2 | 80 | 15 | 11.64 | 7.5 | 7128927 | 1069339 | 1035612 | 80.05 | 36.82 | 1991569 | 0.1765 | 4 | 17.0911 | 9 | 56 | 0 | 13 | 12 | battery_power_limited
1 | 3.2 | 90 | 15 | 11.64 | 7.5 | 6635972 | 995396 | 516508 | 90.05 | 41.19 | 1917625 | 0.1699 | 4 | 17.0911 | 9 | 56 | 0 | 13 | 12 | battery_power_limited
1 | 3.2 | 100 | 15 | 11.64 | 7.5 | 6169824 | 925474 | 0 | 100 | 45.32 | 1847703 | 0.1637 | 4 | 17.0911 | 9 | 56 | 0 | 13 | 12 | battery_power_limited
1 | 3.25 | 60 | 15 | 11.64 | 7.5 | 8118427 | 1217764 | 2106222 | 60.05 | 28.06 | 2142822 | 0.1899 | 4 | 17.2411 | 9 | 59 | 0 | 13 | 12 | battery_power_limited
1 | 3.25 | 70 | 15 | 11.64 | 7.5 | 7591213 | 1138682 | 1579008 | 70.05 | 32.73 | 2063739 | 0.1829 | 4 | 17.2411 | 9 | 59 | 0 | 13 | 12 | battery_power_limited
1 | 3.25 | 80 | 15 | 11.64 | 7.5 | 7063998 | 1059600 | 1051793 | 80.05 | 37.4 | 1984657 | 0.1759 | 4 | 17.2411 | 9 | 59 | 0 | 13 | 12 | battery_power_limited
1 | 3.25 | 90 | 15 | 11.64 | 7.5 | 6564793 | 984719 | 524578 | 90.05 | 41.82 | 1909776 | 0.1692 | 4 | 17.2411 | 9 | 59 | 0 | 13 | 12 | battery_power_limited
1 | 3.25 | 100 | 15 | 11.64 | 7.5 | 6091361 | 913704 | 0 | 100 | 46.02 | 1838762 | 0.1629 | 4 | 17.2411 | 9 | 59 | 0 | 13 | 12 | battery_power_limited
1 | 3.3 | 60 | 15 | 11.64 | 7.5 | 8069721 | 1210458 | 2138626 | 60.05 | 28.49 | 2138343 | 0.1895 | 4 | 17.4 | 9 | 59 | 0 | 13 | 12 | battery_power_limited
1 | 3.3 | 70 | 15 | 11.64 | 7.5 | 7534395 | 1130159 | 1603300 | 70.05 | 33.23 | 2058045 | 0.1824 | 4 | 17.4 | 9 | 59 | 0 | 13 | 12 | battery_power_limited
1 | 3.3 | 80 | 15 | 11.64 | 7.5 | 6999070 | 1049860 | 1067974 | 80.05 | 37.98 | 1977746 | 0.1753 | 4 | 17.4 | 9 | 59 | 0 | 13 | 12 | battery_power_limited
1 | 3.3 | 90 | 15 | 11.64 | 7.5 | 6493643 | 974047 | 532649 | 90.05 | 42.45 | 1901932 | 0.1685 | 4 | 17.4 | 9 | 59 | 0 | 13 | 12 | battery_power_limited
1 | 3.3 | 100 | 15 | 11.64 | 7.5 | 6012928 | 901939 | 0 | 100 | 46.71 | 1829824 | 0.1622 | 4 | 17.4 | 9 | 59 | 0 | 13 | 12 | battery_power_limited
1 | 3.35 | 60 | 15 | 11.64 | 7.5 | 8021014 | 1203152 | 2171029 | 60.05 | 28.92 | 2133865 | 0.1891 | 4 | 17.5507 | 10 | 59 | 0 | 13 | 12 | battery_power_limited
1 | 3.35 | 70 | 15 | 11.64 | 7.5 | 7477578 | 1121637 | 1627592 | 70.05 | 33.73 | 2052350 | 0.1819 | 4 | 17.5507 | 10 | 59 | 0 | 13 | 12 | battery_power_limited
1 | 3.35 | 80 | 15 | 11.64 | 7.5 | 6934141 | 1040121 | 1084156 | 80.05 | 38.55 | 1970834 | 0.1747 | 4 | 17.5507 | 10 | 59 | 0 | 13 | 12 | battery_power_limited
1 | 3.35 | 90 | 15 | 11.64 | 7.5 | 6422506 | 963376 | 540719 | 90.05 | 43.08 | 1894089 | 0.1679 | 4 | 17.5507 | 10 | 59 | 0 | 13 | 12 | battery_power_limited
1 | 3.35 | 100 | 15 | 11.64 | 7.5 | 5934507 | 890176 | 0 | 100 | 47.41 | 1820889 | 0.1614 | 4 | 17.5507 | 10 | 59 | 0 | 13 | 12 | battery_power_limited
1 | 3.4 | 60 | 15 | 11.64 | 7.5 | 7972308 | 1195846 | 2203432 | 60.05 | 29.35 | 2129387 | 0.1887 | 4 | 17.687 | 10 | 59 | 0 | 13 | 12 | battery_power_limited
1 | 3.4 | 70 | 15 | 11.64 | 7.5 | 7420760 | 1113114 | 1651885 | 70.05 | 34.24 | 2046655 | 0.1814 | 4 | 17.687 | 10 | 59 | 0 | 13 | 12 | battery_power_limited
1 | 3.4 | 80 | 15 | 11.64 | 7.5 | 6869213 | 1030382 | 1100337 | 80.05 | 39.13 | 1963923 | 0.174 | 4 | 17.687 | 10 | 59 | 0 | 13 | 12 | battery_power_limited
1 | 3.4 | 90 | 15 | 11.64 | 7.5 | 6351384 | 952708 | 548790 | 90.05 | 43.72 | 1886249 | 0.1672 | 4 | 17.687 | 10 | 59 | 0 | 13 | 12 | battery_power_limited
1 | 3.4 | 100 | 15 | 11.64 | 7.5 | 5856102 | 878415 | 0 | 100 | 48.1 | 1811956 | 0.1606 | 4 | 17.687 | 10 | 59 | 0 | 13 | 12 | battery_power_limited
1 | 3.45 | 60 | 15 | 11.64 | 7.5 | 7923601 | 1188540 | 2235836 | 60.05 | 29.78 | 2124909 | 0.1883 | 4 | 17.8377 | 10 | 59 | 0 | 13 | 12 | battery_power_limited
1 | 3.45 | 70 | 15 | 11.64 | 7.5 | 7363943 | 1104591 | 1676177 | 70.05 | 34.74 | 2040960 | 0.1809 | 4 | 17.8377 | 10 | 59 | 0 | 13 | 12 | battery_power_limited
1 | 3.45 | 80 | 15 | 11.64 | 7.5 | 6804284 | 1020643 | 1116519 | 80.05 | 39.7 | 1957011 | 0.1734 | 4 | 17.8377 | 10 | 59 | 0 | 13 | 12 | battery_power_limited
1 | 3.45 | 90 | 15 | 11.64 | 7.5 | 6280276 | 942041 | 556860 | 90.05 | 44.35 | 1878410 | 0.1665 | 4 | 17.8377 | 10 | 59 | 0 | 13 | 12 | battery_power_limited
1 | 3.45 | 100 | 15 | 11.64 | 7.5 | 5777709 | 866656 | 0 | 100 | 48.8 | 1803025 | 0.1598 | 4 | 17.8377 | 10 | 59 | 0 | 13 | 12 | battery_power_limited
1 | 3.5 | 60 | 15 | 11.64 | 7.5 | 7874895 | 1181234 | 2268239 | 60.05 | 30.21 | 2120431 | 0.1879 | 4 | 17.9938 | 10 | 59 | 0 | 13 | 12 | battery_power_limited
1 | 3.5 | 70 | 15 | 11.64 | 7.5 | 7307125 | 1096069 | 1700470 | 70.05 | 35.25 | 2035265 | 0.1804 | 4 | 17.9938 | 10 | 59 | 0 | 13 | 12 | battery_power_limited
1 | 3.5 | 80 | 15 | 11.64 | 7.5 | 6739356 | 1010903 | 1132700 | 80.05 | 40.28 | 1950100 | 0.1728 | 4 | 17.9938 | 10 | 59 | 0 | 13 | 12 | battery_power_limited
1 | 3.5 | 90 | 15 | 11.64 | 7.5 | 6209192 | 931379 | 564931 | 90.05 | 44.98 | 1870575 | 0.1658 | 4 | 17.9938 | 10 | 59 | 0 | 13 | 12 | battery_power_limited
1 | 3.5 | 100 | 15 | 11.64 | 7.5 | 5699342 | 854901 | 0 | 100 | 49.49 | 1794098 | 0.159 | 4 | 17.9938 | 10 | 59 | 0 | 13 | 12 | battery_power_limited
1 | 3.55 | 60 | 15 | 11.64 | 7.5 | 7826188 | 1173928 | 2300643 | 60.05 | 30.65 | 2115953 | 0.1875 | 4 | 18.1466 | 10 | 59 | 0 | 13 | 12 | battery_power_limited
1 | 3.55 | 70 | 15 | 11.64 | 7.5 | 7250308 | 1087546 | 1724762 | 70.05 | 35.75 | 2029571 | 0.1799 | 4 | 18.1466 | 10 | 59 | 0 | 13 | 12 | battery_power_limited
1 | 3.55 | 80 | 15 | 11.64 | 7.5 | 6674427 | 1001164 | 1148882 | 80.05 | 40.85 | 1943189 | 0.1722 | 4 | 18.1466 | 10 | 59 | 0 | 13 | 12 | battery_power_limited
1 | 3.55 | 90 | 15 | 11.64 | 7.5 | 6138137 | 920721 | 573001 | 90.05 | 45.6 | 1862745 | 0.1651 | 4 | 18.1466 | 10 | 59 | 0 | 13 | 12 | battery_power_limited
1 | 3.55 | 100 | 15 | 11.64 | 7.5 | 5621004 | 843151 | 0 | 100 | 50.19 | 1785175 | 0.1582 | 4 | 18.1466 | 10 | 59 | 0 | 13 | 12 | battery_power_limited
1 | 3.6 | 60 | 15 | 11.64 | 7.5 | 7777482 | 1166622 | 2333046 | 60.05 | 31.08 | 2111475 | 0.1871 | 4 | 18.339 | 10 | 64 | 0 | 13 | 12 | battery_power_limited
1 | 3.6 | 70 | 15 | 11.64 | 7.5 | 7193490 | 1079024 | 1749055 | 70.05 | 36.25 | 2023876 | 0.1794 | 4 | 18.339 | 10 | 64 | 0 | 13 | 12 | battery_power_limited
1 | 3.6 | 80 | 15 | 11.64 | 7.5 | 6609499 | 991425 | 1165063 | 80.05 | 41.43 | 1936277 | 0.1716 | 4 | 18.339 | 10 | 64 | 0 | 13 | 12 | battery_power_limited
1 | 3.6 | 90 | 15 | 11.64 | 7.5 | 6067103 | 910065 | 581072 | 90.05 | 46.23 | 1854918 | 0.1644 | 4 | 18.339 | 10 | 64 | 0 | 13 | 12 | battery_power_limited
1 | 3.6 | 100 | 15 | 11.64 | 7.5 | 5542860 | 831429 | 194 | 100 | 50.88 | 1776281 | 0.1574 | 4 | 18.339 | 10 | 64 | 0 | 13 | 12 | battery_power_limited
1 | 3.65 | 60 | 15 | 11.64 | 7.5 | 7728775 | 1159316 | 2365449 | 60.05 | 31.51 | 2106996 | 0.1867 | 4 | 18.4952 | 10 | 65 | 0 | 13 | 12 | battery_power_limited
1 | 3.65 | 70 | 15 | 11.64 | 7.5 | 7136673 | 1070501 | 1773347 | 70.05 | 36.76 | 2018181 | 0.1788 | 4 | 18.4952 | 10 | 65 | 0 | 13 | 12 | battery_power_limited
1 | 3.65 | 80 | 15 | 11.64 | 7.5 | 6544570 | 981686 | 1181244 | 80.05 | 42 | 1929366 | 0.171 | 4 | 18.4952 | 10 | 65 | 0 | 13 | 12 | battery_power_limited
1 | 3.65 | 90 | 15 | 11.64 | 7.5 | 5996096 | 899414 | 589142 | 90.05 | 46.86 | 1847095 | 0.1637 | 4 | 18.4952 | 10 | 65 | 0 | 13 | 12 | battery_power_limited
1 | 3.65 | 100 | 15 | 11.64 | 7.5 | 5464816 | 819722 | 466 | 99.99 | 51.57 | 1767403 | 0.1566 | 4 | 18.4952 | 10 | 65 | 0 | 13 | 12 | battery_power_limited
1 | 3.7 | 60 | 15 | 11.64 | 7.5 | 7680069 | 1152010 | 2397853 | 60.05 | 31.94 | 2102518 | 0.1863 | 4 | 18.687 | 10 | 67 | 0 | 13 | 12 | battery_power_limited
1 | 3.7 | 70 | 15 | 11.64 | 7.5 | 7079855 | 1061978 | 1797639 | 70.05 | 37.26 | 2012486 | 0.1783 | 4 | 18.687 | 10 | 67 | 0 | 13 | 12 | battery_power_limited
1 | 3.7 | 80 | 15 | 11.64 | 7.5 | 6479642 | 971946 | 1197426 | 80.05 | 42.58 | 1922454 | 0.1704 | 4 | 18.687 | 10 | 67 | 0 | 13 | 12 | battery_power_limited
1 | 3.7 | 90 | 15 | 11.64 | 7.5 | 5925132 | 888770 | 597212 | 90.05 | 47.49 | 1839278 | 0.163 | 4 | 18.687 | 10 | 67 | 0 | 13 | 12 | battery_power_limited
1 | 3.7 | 100 | 15 | 11.64 | 7.5 | 5387005 | 808051 | 950 | 99.98 | 52.26 | 1758559 | 0.1558 | 4 | 18.687 | 10 | 67 | 0 | 13 | 12 | battery_power_limited
1 | 3.75 | 60 | 15 | 11.64 | 7.5 | 7631362 | 1144704 | 2430256 | 60.05 | 32.37 | 2098040 | 0.1859 | 4 | 18.8562 | 10 | 67 | 0 | 13 | 12 | battery_power_limited
1 | 3.75 | 70 | 15 | 11.64 | 7.5 | 7023038 | 1053456 | 1821932 | 70.05 | 37.76 | 2006792 | 0.1778 | 4 | 18.8562 | 10 | 67 | 0 | 13 | 12 | battery_power_limited
1 | 3.75 | 80 | 15 | 11.64 | 7.5 | 6414713 | 962207 | 1213607 | 80.05 | 43.15 | 1915543 | 0.1698 | 4 | 18.8562 | 10 | 67 | 0 | 13 | 12 | battery_power_limited
1 | 3.75 | 90 | 15 | 11.64 | 7.5 | 5854211 | 878132 | 605283 | 90.05 | 48.12 | 1831468 | 0.1623 | 4 | 18.8562 | 10 | 67 | 0 | 13 | 12 | battery_power_limited
1 | 3.75 | 100 | 15 | 11.64 | 7.5 | 5309546 | 796432 | 1768 | 99.97 | 52.95 | 1749768 | 0.1551 | 4 | 18.8562 | 10 | 67 | 0 | 13 | 12 | battery_power_limited
1 | 3.8 | 60 | 15 | 11.64 | 7.5 | 7582656 | 1137398 | 2462660 | 60.05 | 32.8 | 2093562 | 0.1855 | 4 | 19.0527 | 10 | 68 | 0 | 13 | 12 | battery_power_limited
1 | 3.8 | 70 | 15 | 11.64 | 7.5 | 6966220 | 1044933 | 1846224 | 70.05 | 38.27 | 2001097 | 0.1773 | 4 | 19.0527 | 10 | 68 | 0 | 13 | 12 | battery_power_limited
1 | 3.8 | 80 | 15 | 11.64 | 7.5 | 6349785 | 952468 | 1229789 | 80.05 | 43.73 | 1908631 | 0.1691 | 4 | 19.0527 | 10 | 68 | 0 | 13 | 12 | battery_power_limited
1 | 3.8 | 90 | 15 | 11.64 | 7.5 | 5783316 | 867497 | 613353 | 90.05 | 48.75 | 1823661 | 0.1616 | 4 | 19.0527 | 10 | 68 | 0 | 13 | 12 | battery_power_limited
1 | 3.8 | 100 | 15 | 11.64 | 7.5 | 5232543 | 784881 | 3078 | 99.95 | 53.63 | 1741045 | 0.1543 | 4 | 19.0527 | 10 | 68 | 0 | 13 | 12 | battery_power_limited
1 | 3.85 | 60 | 15 | 11.64 | 7.5 | 7533949 | 1130092 | 2495063 | 60.05 | 33.24 | 2089084 | 0.1851 | 4 | 19.2247 | 11 | 68 | 0 | 15 | 12 | battery_power_limited
1 | 3.85 | 70 | 15 | 11.64 | 7.5 | 6909403 | 1036410 | 1870517 | 70.05 | 38.77 | 1995402 | 0.1768 | 4 | 19.2247 | 11 | 68 | 0 | 15 | 12 | battery_power_limited
1 | 3.85 | 80 | 15 | 11.64 | 7.5 | 6284856 | 942728 | 1245970 | 80.05 | 44.3 | 1901720 | 0.1685 | 4 | 19.2247 | 11 | 68 | 0 | 15 | 12 | battery_power_limited
1 | 3.85 | 90 | 15 | 11.64 | 7.5 | 5712452 | 856868 | 621424 | 90.05 | 49.38 | 1815859 | 0.1609 | 4 | 19.2247 | 11 | 68 | 0 | 15 | 12 | battery_power_limited
1 | 3.85 | 100 | 15.33 | 11.9 | 7.66 | 5154559 | 773184 | 3123 | 99.95 | 54.32 | 1748468 | 0.1549 | 4 | 19.7904 | 11 | 78 | 0 | 15 | 12 | battery_power_limited
1 | 3.9 | 60 | 15 | 11.64 | 7.5 | 7485243 | 1122786 | 2527467 | 60.05 | 33.67 | 2084606 | 0.1847 | 4 | 19.4082 | 11 | 69 | 0 | 15 | 12 | battery_power_limited
1 | 3.9 | 70 | 15 | 11.64 | 7.5 | 6852585 | 1027888 | 1894809 | 70.05 | 39.27 | 1989707 | 0.1763 | 4 | 19.4082 | 11 | 69 | 0 | 15 | 12 | battery_power_limited
1 | 3.9 | 80 | 15 | 11.64 | 7.5 | 6219928 | 932989 | 1262152 | 80.05 | 44.88 | 1894809 | 0.1679 | 4 | 19.4082 | 11 | 69 | 0 | 15 | 12 | battery_power_limited
1 | 3.9 | 90 | 15 | 11.64 | 7.5 | 5641649 | 846247 | 629494 | 90.05 | 50 | 1808067 | 0.1602 | 4 | 19.4082 | 11 | 69 | 0 | 15 | 12 | battery_power_limited
1 | 3.9 | 100 | 15.69 | 12.18 | 7.84 | 5076511 | 761477 | 3163 | 99.95 | 55.01 | 1757245 | 0.1557 | 4 | 20.5178 | 11 | 80 | 0 | 15 | 12 | battery_power_limited
1 | 3.95 | 60 | 15 | 11.64 | 7.5 | 7436536 | 1115480 | 2559870 | 60.05 | 34.1 | 2080128 | 0.1843 | 4 | 19.6178 | 11 | 69 | 0 | 15 | 12 | battery_power_limited
1 | 3.95 | 70 | 15 | 11.64 | 7.5 | 6795768 | 1019365 | 1919101 | 70.05 | 39.78 | 1984012 | 0.1758 | 4 | 19.6178 | 11 | 69 | 0 | 15 | 12 | battery_power_limited
1 | 3.95 | 80 | 15 | 11.64 | 7.5 | 6154999 | 923250 | 1278333 | 80.05 | 45.46 | 1887897 | 0.1673 | 4 | 19.6178 | 11 | 69 | 0 | 15 | 12 | battery_power_limited
1 | 3.95 | 90 | 15 | 11.64 | 7.5 | 5570907 | 835636 | 637565 | 90.05 | 50.63 | 1800283 | 0.1595 | 4 | 19.6178 | 11 | 69 | 0 | 15 | 12 | battery_power_limited
1 | 3.95 | 100 | 16.05 | 12.46 | 8.02 | 4998524 | 749779 | 3204 | 99.95 | 55.7 | 1766215 | 0.1565 | 4 | 21.3199 | 12 | 80 | 0 | 15 | 12 | battery_power_limited
1 | 4 | 60 | 15 | 11.64 | 7.5 | 7387830 | 1108174 | 2592273 | 60.05 | 34.53 | 2075649 | 0.1839 | 4 | 19.7966 | 11 | 69 | 0 | 15 | 12 | battery_power_limited
1 | 4 | 70 | 15 | 11.64 | 7.5 | 6738950 | 1010843 | 1943394 | 70.05 | 40.28 | 1978318 | 0.1753 | 4 | 19.7966 | 11 | 69 | 0 | 15 | 12 | battery_power_limited
1 | 4 | 80 | 15 | 11.64 | 7.5 | 6090071 | 913511 | 1294514 | 80.05 | 46.03 | 1880986 | 0.1667 | 4 | 19.7966 | 11 | 69 | 0 | 15 | 12 | battery_power_limited
1 | 4 | 90 | 15 | 11.64 | 7.5 | 5500223 | 825033 | 645635 | 90.05 | 51.26 | 1792508 | 0.1588 | 4 | 19.7966 | 11 | 69 | 0 | 15 | 12 | battery_power_limited
1 | 4 | 100 | 16.43 | 12.75 | 8.21 | 4920594 | 738089 | 3244 | 99.95 | 56.39 | 1776180 | 0.1574 | 4 | 22.0932 | 12 | 80 | 0 | 15 | 12 | battery_power_limited
1 | 4.05 | 60 | 15 | 11.64 | 7.5 | 7339123 | 1100868 | 2624677 | 60.05 | 34.96 | 2071171 | 0.1835 | 4 | 19.9507 | 11 | 69 | 0 | 15 | 12 | battery_power_limited
1 | 4.05 | 70 | 15 | 11.64 | 7.5 | 6682133 | 1002320 | 1967686 | 70.05 | 40.78 | 1972623 | 0.1748 | 4 | 19.9507 | 11 | 69 | 0 | 15 | 12 | battery_power_limited
1 | 4.05 | 80 | 15 | 11.64 | 7.5 | 6025142 | 903771 | 1310696 | 80.05 | 46.61 | 1874074 | 0.1661 | 4 | 19.9507 | 11 | 69 | 0 | 15 | 12 | battery_power_limited
1 | 4.05 | 90 | 15 | 11.64 | 7.5 | 5429618 | 814443 | 653705 | 90.05 | 51.88 | 1784746 | 0.1582 | 4 | 19.9507 | 11 | 69 | 0 | 15 | 12 | battery_power_limited
1 | 4.05 | 100 | 16.83 | 13.07 | 8.42 | 4842746 | 726412 | 3285 | 99.95 | 57.08 | 1787290 | 0.1584 | 4 | 23.126 | 13 | 83 | 0 | 15 | 12 | battery_power_limited
1 | 4.1 | 60 | 15 | 11.64 | 7.5 | 7290417 | 1093562 | 2657080 | 60.05 | 35.39 | 2066693 | 0.1831 | 4 | 20.1308 | 11 | 70 | 0 | 15 | 12 | battery_power_limited
1 | 4.1 | 70 | 15 | 11.64 | 7.5 | 6625315 | 993797 | 1991979 | 70.05 | 41.29 | 1966928 | 0.1743 | 4 | 20.1308 | 11 | 70 | 0 | 15 | 12 | battery_power_limited
1 | 4.1 | 80 | 15 | 11.64 | 7.5 | 5960214 | 894032 | 1326877 | 80.05 | 47.18 | 1867163 | 0.1655 | 4 | 20.1308 | 11 | 70 | 0 | 15 | 12 | battery_power_limited
1 | 4.1 | 90 | 15 | 11.64 | 7.5 | 5359089 | 803863 | 661776 | 90.05 | 52.51 | 1776994 | 0.1575 | 4 | 20.1308 | 11 | 70 | 0 | 15 | 12 | battery_power_limited
1 | 4.1 | 100 | 17.32 | 13.44 | 8.66 | 4764978 | 714747 | 3326 | 99.95 | 57.77 | 1802358 | 0.1597 | 4 | 24.3445 | 13 | 98 | 0 | 15 | 12 | battery_power_limited
1 | 4.15 | 60 | 15 | 11.64 | 7.5 | 7241710 | 1086257 | 2689484 | 60.05 | 35.83 | 2062215 | 0.1827 | 4 | 20.3 | 11 | 71 | 0 | 15 | 12 | battery_power_limited
1 | 4.15 | 70 | 15 | 11.64 | 7.5 | 6568498 | 985275 | 2016271 | 70.05 | 41.79 | 1961233 | 0.1738 | 4 | 20.3 | 11 | 71 | 0 | 15 | 12 | battery_power_limited
1 | 4.15 | 80 | 15 | 11.64 | 7.5 | 5896185 | 884428 | 1343059 | 80.05 | 47.75 | 1860386 | 0.1649 | 4 | 20.3 | 11 | 71 | 0 | 15 | 12 | battery_power_limited
1 | 4.15 | 90 | 15 | 11.64 | 7.5 | 5288611 | 793292 | 669846 | 90.05 | 53.13 | 1769250 | 0.1568 | 4 | 20.3 | 11 | 71 | 0 | 15 | 12 | battery_power_limited
1 | 4.15 | 100 | 17.98 | 13.96 | 8.99 | 4687246 | 703087 | 3366 | 99.95 | 58.46 | 1826165 | 0.1618 | 5 | 25.6664 | 14 | 99 | 0 | 15 | 12 | battery_power_limited
1 | 4.2 | 60 | 15 | 11.64 | 7.5 | 7193004 | 1078951 | 2721887 | 60.05 | 36.26 | 2057737 | 0.1824 | 4 | 20.4575 | 12 | 71 | 0 | 15 | 12 | battery_power_limited
1 | 4.2 | 70 | 15 | 11.64 | 7.5 | 6511680 | 976752 | 2040564 | 70.05 | 42.29 | 1955538 | 0.1733 | 4 | 20.4575 | 12 | 71 | 0 | 15 | 12 | battery_power_limited
1 | 4.2 | 80 | 15 | 11.64 | 7.5 | 5833090 | 874964 | 1359240 | 80.05 | 48.31 | 1853750 | 0.1643 | 4 | 20.4575 | 12 | 71 | 0 | 15 | 12 | battery_power_limited
1 | 4.2 | 90 | 15 | 11.64 | 7.5 | 5218196 | 782729 | 677917 | 90.05 | 53.76 | 1761516 | 0.1561 | 4 | 20.4575 | 12 | 71 | 0 | 15 | 12 | battery_power_limited
1 | 4.2 | 100 | 18.46 | 14.33 | 9.23 | 4609585 | 691438 | 3407 | 99.95 | 59.15 | 1841148 | 0.1632 | 5 | 26.7582 | 15 | 100 | 0 | 15 | 12 | battery_power_limited
1 | 4.25 | 60 | 15 | 11.64 | 7.5 | 7144297 | 1071645 | 2754290 | 60.05 | 36.69 | 2053259 | 0.182 | 4 | 20.6637 | 12 | 71 | 0 | 15 | 12 | battery_power_limited
1 | 4.25 | 70 | 15 | 11.64 | 7.5 | 6454863 | 968229 | 2064856 | 70.05 | 42.8 | 1949844 | 0.1728 | 4 | 20.6637 | 12 | 71 | 0 | 15 | 12 | battery_power_limited
1 | 4.25 | 80 | 15 | 11.64 | 7.5 | 5770070 | 865511 | 1375422 | 80.05 | 48.87 | 1847125 | 0.1637 | 4 | 20.6637 | 12 | 71 | 0 | 15 | 12 | battery_power_limited
1 | 4.25 | 90 | 15 | 11.64 | 7.5 | 5147856 | 772178 | 685987 | 90.05 | 54.38 | 1753793 | 0.1554 | 4 | 20.6637 | 12 | 71 | 0 | 15 | 12 | battery_power_limited
1 | 4.25 | 100 | 18.94 | 14.7 | 9.47 | 4532000 | 679800 | 3447 | 99.95 | 59.84 | 1856143 | 0.1645 | 6 | 27.8938 | 15 | 106 | 0 | 15 | 12 | battery_power_limited
1 | 4.3 | 60 | 15 | 11.64 | 7.5 | 7095591 | 1064339 | 2786694 | 60.05 | 37.12 | 2048781 | 0.1816 | 4 | 20.8932 | 12 | 71 | 0 | 15 | 12 | battery_power_limited
1 | 4.3 | 70 | 15 | 11.64 | 7.5 | 6398045 | 959707 | 2089148 | 70.05 | 43.3 | 1944149 | 0.1723 | 4 | 20.8932 | 12 | 71 | 0 | 15 | 12 | battery_power_limited
1 | 4.3 | 80 | 15 | 11.64 | 7.5 | 5707150 | 856072 | 1391603 | 80.05 | 49.42 | 1840514 | 0.1631 | 4 | 20.8932 | 12 | 71 | 0 | 15 | 12 | battery_power_limited
1 | 4.3 | 90 | 15 | 11.64 | 7.5 | 5077615 | 761642 | 694058 | 90.05 | 55 | 1746084 | 0.1547 | 4 | 20.8932 | 12 | 71 | 0 | 15 | 12 | battery_power_limited
1 | 4.3 | 100 | 19.42 | 15.08 | 9.71 | 4454514 | 668177 | 3488 | 99.95 | 60.52 | 1871152 | 0.1658 | 6 | 28.9925 | 16 | 107 | 0 | 15 | 12 | battery_power_limited
1 | 4.35 | 60 | 15 | 11.64 | 7.5 | 7046884 | 1057033 | 2819097 | 60.05 | 37.55 | 2044302 | 0.1812 | 4 | 21.1671 | 12 | 87 | 0 | 15 | 12 | battery_power_limited
1 | 4.35 | 70 | 15 | 11.64 | 7.5 | 6341228 | 951184 | 2113441 | 70.05 | 43.81 | 1938454 | 0.1718 | 4 | 21.1671 | 12 | 87 | 0 | 15 | 12 | battery_power_limited
1 | 4.35 | 80 | 15 | 11.64 | 7.5 | 5644319 | 846648 | 1407784 | 80.05 | 49.98 | 1833918 | 0.1625 | 4 | 21.1671 | 12 | 87 | 0 | 15 | 12 | battery_power_limited
1 | 4.35 | 90 | 15 | 11.64 | 7.5 | 5007464 | 751120 | 702128 | 90.05 | 55.62 | 1738389 | 0.1541 | 4 | 21.1671 | 12 | 87 | 0 | 15 | 12 | battery_power_limited
1 | 4.35 | 100 | 19.9 | 15.45 | 9.95 | 4377117 | 656568 | 3528 | 99.95 | 61.21 | 1886175 | 0.1671 | 6 | 30.0726 | 16 | 120 | 0 | 259 | 6 | battery_power_limited
1 | 4.4 | 60 | 15 | 11.64 | 7.5 | 6998177 | 1049727 | 2851501 | 60.05 | 37.98 | 2039824 | 0.1808 | 4 | 21.4795 | 12 | 87 | 0 | 15 | 12 | battery_power_limited
1 | 4.4 | 70 | 15 | 11.64 | 7.5 | 6284410 | 942662 | 2137733 | 70.05 | 44.31 | 1932759 | 0.1713 | 4 | 21.4795 | 12 | 87 | 0 | 15 | 12 | battery_power_limited
1 | 4.4 | 80 | 15 | 11.64 | 7.5 | 5581595 | 837239 | 1423966 | 80.05 | 50.54 | 1827337 | 0.1619 | 4 | 21.4795 | 12 | 87 | 0 | 15 | 12 | battery_power_limited
1 | 4.4 | 90 | 15 | 11.64 | 7.5 | 4937419 | 740613 | 710199 | 90.05 | 56.25 | 1730711 | 0.1534 | 4 | 21.4795 | 12 | 87 | 0 | 15 | 12 | battery_power_limited
1 | 4.4 | 100 | 20.39 | 15.83 | 10.19 | 4299828 | 644974 | 3569 | 99.95 | 61.9 | 1901349 | 0.1685 | 7 | 31.0219 | 17 | 121 | 0 | 15 | 12 | battery_power_limited
1 | 4.45 | 60 | 15 | 11.64 | 7.5 | 6949471 | 1042421 | 2883904 | 60.05 | 38.41 | 2035346 | 0.1804 | 4 | 21.6493 | 12 | 88 | 0 | 15 | 12 | battery_power_limited
1 | 4.45 | 70 | 15 | 11.64 | 7.5 | 6227593 | 934139 | 2162026 | 70.05 | 44.81 | 1927064 | 0.1708 | 4 | 21.6493 | 12 | 88 | 0 | 15 | 12 | battery_power_limited
1 | 4.45 | 80 | 15 | 11.64 | 7.5 | 5518931 | 827840 | 1440147 | 80.05 | 51.09 | 1820765 | 0.1614 | 4 | 21.6493 | 12 | 88 | 0 | 15 | 12 | battery_power_limited
1 | 4.45 | 90 | 15 | 11.64 | 7.5 | 4867436 | 730115 | 718269 | 90.05 | 56.87 | 1723041 | 0.1527 | 4 | 21.6493 | 12 | 88 | 0 | 15 | 12 | battery_power_limited
1 | 4.45 | 100 | 20.93 | 16.25 | 10.47 | 4222598 | 633390 | 3609 | 99.95 | 62.58 | 1919547 | 0.1701 | 7 | 32.4836 | 17 | 145 | 0 | 259 | 6 | battery_power_limited
1 | 4.5 | 60 | 15 | 11.64 | 7.5 | 6900764 | 1035115 | 2916308 | 60.05 | 38.85 | 2030868 | 0.18 | 4 | 21.8452 | 12 | 88 | 0 | 15 | 12 | battery_power_limited
1 | 4.5 | 70 | 15 | 11.64 | 7.5 | 6170775 | 925616 | 2186318 | 70.05 | 45.32 | 1921370 | 0.1703 | 4 | 21.8452 | 12 | 88 | 0 | 15 | 12 | battery_power_limited
1 | 4.5 | 80 | 15 | 11.64 | 7.5 | 5456384 | 818458 | 1456329 | 80.05 | 51.65 | 1814211 | 0.1608 | 4 | 21.8452 | 12 | 88 | 0 | 15 | 12 | battery_power_limited
1 | 4.5 | 90 | 15 | 11.64 | 7.5 | 4797569 | 719635 | 726339 | 90.05 | 57.48 | 1715389 | 0.152 | 4 | 21.8452 | 12 | 88 | 0 | 15 | 12 | battery_power_limited
1 | 4.5 | 100 | 21.49 | 16.69 | 10.75 | 4145486 | 621823 | 3650 | 99.95 | 63.26 | 1938515 | 0.1718 | 7 | 33.8041 | 18 | 152 | 0 | 259 | 6 | battery_power_limited
1 | 4.55 | 60 | 15 | 11.64 | 7.5 | 6852058 | 1027809 | 2948711 | 60.05 | 39.28 | 2026390 | 0.1796 | 4 | 22.0021 | 13 | 88 | 0 | 15 | 12 | battery_power_limited
1 | 4.55 | 70 | 15 | 11.64 | 7.5 | 6113958 | 917094 | 2210611 | 70.05 | 45.82 | 1915675 | 0.1698 | 4 | 22.0021 | 13 | 88 | 0 | 15 | 12 | battery_power_limited
1 | 4.55 | 80 | 15 | 11.64 | 7.5 | 5393957 | 809094 | 1472510 | 80.05 | 52.2 | 1807675 | 0.1602 | 4 | 22.0021 | 13 | 88 | 0 | 15 | 12 | battery_power_limited
1 | 4.55 | 90 | 15 | 11.64 | 7.5 | 4727821 | 709173 | 734410 | 90.05 | 58.1 | 1707754 | 0.1513 | 4 | 22.0021 | 13 | 88 | 0 | 15 | 12 | battery_power_limited
1 | 4.55 | 100 | 21.83 | 16.94 | 10.91 | 4068542 | 610281 | 3691 | 99.95 | 63.95 | 1946188 | 0.1725 | 7 | 34.8575 | 19 | 168 | 0 | 259 | 6 | battery_power_limited
1 | 4.6 | 60 | 15 | 11.64 | 7.5 | 6803351 | 1020503 | 2981114 | 60.05 | 39.71 | 2021912 | 0.1792 | 4 | 22.2644 | 13 | 88 | 0 | 15 | 12 | battery_power_limited
1 | 4.6 | 70 | 15 | 11.64 | 7.5 | 6057140 | 908571 | 2234903 | 70.05 | 46.32 | 1909980 | 0.1693 | 4 | 22.2644 | 13 | 88 | 0 | 15 | 12 | battery_power_limited
1 | 4.6 | 80 | 15 | 11.64 | 7.5 | 5331647 | 799747 | 1488692 | 80.05 | 52.75 | 1801156 | 0.1596 | 4 | 22.2644 | 13 | 88 | 0 | 15 | 12 | battery_power_limited
1 | 4.6 | 90 | 15 | 11.64 | 7.5 | 4658191 | 698729 | 742480 | 90.05 | 58.72 | 1700138 | 0.1507 | 4 | 22.2644 | 13 | 88 | 0 | 15 | 12 | battery_power_limited
1 | 4.6 | 100 | 22.41 | 17.4 | 11.21 | 3991664 | 598750 | 3731 | 99.95 | 64.63 | 1966478 | 0.1743 | 7 | 36.1938 | 20 | 170 | 0 | 259 | 6 | battery_power_limited
1 | 4.65 | 60 | 15 | 11.64 | 7.5 | 6754645 | 1013197 | 3013518 | 60.05 | 40.14 | 2017434 | 0.1788 | 4 | 22.5247 | 13 | 88 | 0 | 15 | 12 | battery_power_limited
1 | 4.65 | 70 | 15 | 11.64 | 7.5 | 6000323 | 900048 | 2259195 | 70.05 | 46.83 | 1904285 | 0.1688 | 4 | 22.5247 | 13 | 88 | 0 | 15 | 12 | battery_power_limited
1 | 4.65 | 80 | 15 | 11.64 | 7.5 | 5269437 | 790416 | 1504873 | 80.05 | 53.3 | 1794653 | 0.159 | 4 | 22.5247 | 13 | 88 | 0 | 15 | 12 | battery_power_limited
1 | 4.65 | 90 | 15 | 11.64 | 7.5 | 4588661 | 688299 | 750551 | 90.05 | 59.34 | 1692536 | 0.15 | 4 | 22.5247 | 13 | 88 | 0 | 15 | 12 | battery_power_limited
1 | 4.65 | 100 | 23.01 | 17.86 | 11.51 | 3914886 | 587233 | 3772 | 99.95 | 65.31 | 1987334 | 0.1761 | 7 | 37.7952 | 21 | 171 | 0 | 259 | 6 | battery_power_limited
1 | 4.7 | 60 | 15 | 11.64 | 7.5 | 6705938 | 1005891 | 3045921 | 60.05 | 40.57 | 2012955 | 0.1784 | 4 | 22.9856 | 13 | 101 | 0 | 15 | 12 | battery_power_limited
1 | 4.7 | 70 | 15 | 11.64 | 7.5 | 5943505 | 891526 | 2283488 | 70.05 | 47.33 | 1898590 | 0.1682 | 4 | 22.9856 | 13 | 101 | 0 | 15 | 12 | battery_power_limited
1 | 4.7 | 80 | 15 | 11.64 | 7.5 | 5207335 | 781100 | 1521055 | 80.05 | 53.85 | 1788165 | 0.1585 | 4 | 22.9856 | 13 | 101 | 0 | 15 | 12 | battery_power_limited
1 | 4.7 | 90 | 15 | 11.64 | 7.5 | 4519239 | 677886 | 758621 | 90.05 | 59.95 | 1684951 | 0.1493 | 4 | 22.9856 | 13 | 101 | 0 | 15 | 12 | battery_power_limited
1 | 4.7 | 100 | 23.75 | 18.44 | 11.88 | 3838176 | 575726 | 3812 | 99.95 | 65.99 | 2015239 | 0.1786 | 8 | 39.2616 | 22 | 173 | 0 | 259 | 6 | battery_power_limited
1 | 4.75 | 60 | 15 | 11.64 | 7.5 | 6657232 | 998585 | 3078325 | 60.05 | 41 | 2008477 | 0.178 | 4 | 23.2582 | 13 | 101 | 0 | 15 | 12 | battery_power_limited
1 | 4.75 | 70 | 15 | 11.64 | 7.5 | 5886688 | 883003 | 2307780 | 70.05 | 47.83 | 1892896 | 0.1677 | 4 | 23.2582 | 13 | 101 | 0 | 15 | 12 | battery_power_limited
1 | 4.75 | 80 | 15 | 11.64 | 7.5 | 5145334 | 771800 | 1537236 | 80.05 | 54.4 | 1781693 | 0.1579 | 4 | 23.2582 | 13 | 101 | 0 | 15 | 12 | battery_power_limited
1 | 4.75 | 90 | 15 | 11.64 | 7.5 | 4449918 | 667488 | 766692 | 90.05 | 60.57 | 1677380 | 0.1486 | 4 | 23.2582 | 13 | 101 | 0 | 15 | 12 | battery_power_limited
1 | 4.75 | 100 | 24.35 | 18.9 | 12.17 | 3761613 | 564242 | 3853 | 99.95 | 66.67 | 2036013 | 0.1804 | 8 | 40.8801 | 22 | 175 | 0 | 259 | 6 | battery_power_limited
1 | 4.8 | 60 | 15 | 11.64 | 7.5 | 6608525 | 991279 | 3110728 | 60.05 | 41.44 | 2003999 | 0.1776 | 4 | 23.4979 | 13 | 106 | 0 | 15 | 12 | battery_power_limited
1 | 4.8 | 70 | 15 | 11.64 | 7.5 | 5829870 | 874481 | 2332073 | 70.05 | 48.34 | 1887201 | 0.1672 | 4 | 23.4979 | 13 | 106 | 0 | 15 | 12 | battery_power_limited
1 | 4.8 | 80 | 15 | 11.64 | 7.5 | 5083408 | 762511 | 1553417 | 80.05 | 54.95 | 1775232 | 0.1573 | 4 | 23.4979 | 13 | 106 | 0 | 15 | 12 | battery_power_limited
1 | 4.8 | 90 | 15 | 11.64 | 7.5 | 4380671 | 657101 | 774762 | 90.05 | 61.18 | 1669821 | 0.148 | 4 | 23.4979 | 13 | 106 | 0 | 15 | 12 | battery_power_limited
1 | 4.8 | 100 | 24.95 | 19.37 | 12.47 | 3685125 | 552769 | 3893 | 99.95 | 67.34 | 2057106 | 0.1823 | 8 | 42.5397 | 23 | 201 | 0 | 259 | 6 | battery_power_limited
1 | 4.85 | 60 | 15 | 11.64 | 7.5 | 6559819 | 983973 | 3143131 | 60.05 | 41.87 | 1999521 | 0.1772 | 4 | 23.7712 | 13 | 106 | 0 | 15 | 12 | battery_power_limited
1 | 4.85 | 70 | 15 | 11.64 | 7.5 | 5773053 | 865958 | 2356365 | 70.05 | 48.84 | 1881506 | 0.1667 | 4 | 23.7712 | 13 | 106 | 0 | 15 | 12 | battery_power_limited
1 | 4.85 | 80 | 15 | 11.64 | 7.5 | 5021573 | 753236 | 1569599 | 80.05 | 55.5 | 1768784 | 0.1567 | 4 | 23.7712 | 13 | 106 | 0 | 15 | 12 | battery_power_limited
1 | 4.85 | 90 | 15 | 11.64 | 7.5 | 4311516 | 646727 | 782832 | 90.05 | 61.79 | 1662276 | 0.1473 | 4 | 23.7712 | 13 | 106 | 0 | 15 | 12 | battery_power_limited
1 | 4.85 | 100 | 25.54 | 19.82 | 12.77 | 3608741 | 541311 | 3934 | 99.95 | 68.02 | 2077554 | 0.1841 | 8 | 44.1514 | 24 | 208 | 0 | 259 | 6 | battery_power_limited
1 | 4.9 | 60 | 15 | 11.64 | 7.5 | 6511112 | 976667 | 3175535 | 60.05 | 42.3 | 1995043 | 0.1768 | 4 | 23.9986 | 13 | 106 | 0 | 15 | 12 | battery_power_limited
1 | 4.9 | 70 | 15 | 11.64 | 7.5 | 5716235 | 857435 | 2380658 | 70.05 | 49.34 | 1875811 | 0.1662 | 4 | 23.9986 | 13 | 106 | 0 | 15 | 12 | battery_power_limited
1 | 4.9 | 80 | 15 | 11.64 | 7.5 | 4959839 | 743976 | 1585780 | 80.05 | 56.05 | 1762352 | 0.1562 | 4 | 23.9986 | 13 | 106 | 0 | 15 | 12 | battery_power_limited
1 | 4.9 | 90 | 15 | 11.64 | 7.5 | 4242462 | 636369 | 790903 | 90.05 | 62.4 | 1654745 | 0.1466 | 4 | 23.9986 | 13 | 106 | 0 | 15 | 12 | battery_power_limited
1 | 4.9 | 100 | 26.22 | 20.35 | 13.11 | 3532443 | 529866 | 3974 | 99.95 | 68.7 | 2102491 | 0.1863 | 8 | 45.911 | 25 | 210 | 0 | 259 | 6 | battery_power_limited
1 | 4.95 | 60 | 15 | 11.64 | 7.5 | 6462406 | 969361 | 3207938 | 60.05 | 42.73 | 1990565 | 0.1764 | 4 | 24.3473 | 13 | 113 | 0 | 15 | 12 | battery_power_limited
1 | 4.95 | 70 | 15 | 11.64 | 7.5 | 5659418 | 848913 | 2404950 | 70.05 | 49.85 | 1870117 | 0.1657 | 4 | 24.3473 | 13 | 113 | 0 | 15 | 12 | battery_power_limited
1 | 4.95 | 80 | 15 | 11.64 | 7.5 | 4898173 | 734726 | 1601962 | 80.05 | 56.59 | 1755930 | 0.1556 | 4 | 24.3473 | 13 | 113 | 0 | 15 | 12 | battery_power_limited
1 | 4.95 | 90 | 15 | 11.64 | 7.5 | 4173476 | 626021 | 798973 | 90.05 | 63.02 | 1647225 | 0.146 | 4 | 24.3473 | 13 | 113 | 0 | 15 | 12 | battery_power_limited
1 | 4.95 | 100 | 26.9 | 20.88 | 13.45 | 3456207 | 518431 | 4015 | 99.95 | 69.37 | 2127625 | 0.1885 | 8 | 47.7137 | 26 | 212 | 0 | 259 | 6 | battery_power_limited
1 | 5 | 60 | 15 | 11.64 | 7.5 | 6413699 | 962055 | 3240342 | 60.05 | 43.16 | 1986087 | 0.176 | 4 | 24.5795 | 13 | 113 | 0 | 15 | 12 | battery_power_limited
1 | 5 | 70 | 15 | 11.64 | 7.5 | 5602600 | 840390 | 2429242 | 70.05 | 50.35 | 1864422 | 0.1652 | 4 | 24.5795 | 13 | 113 | 0 | 15 | 12 | battery_power_limited
1 | 5 | 80 | 15 | 11.64 | 7.5 | 4836592 | 725489 | 1618143 | 80.05 | 57.14 | 1749521 | 0.155 | 4 | 24.5795 | 13 | 113 | 0 | 15 | 12 | battery_power_limited
1 | 5 | 90 | 15 | 11.64 | 7.5 | 4104575 | 615686 | 807044 | 90.05 | 63.63 | 1639718 | 0.1453 | 4 | 24.5795 | 13 | 113 | 0 | 15 | 12 | battery_power_limited
1 | 5 | 100 | 27.61 | 21.43 | 13.8 | 3380145 | 507022 | 4055 | 99.95 | 70.05 | 2154179 | 0.1909 | 9 | 49.8137 | 27 | 225 | 0 | 259 | 6 | battery_power_limited
1 | 5.05 | 60 | 15 | 11.64 | 7.5 | 6364993 | 954749 | 3272745 | 60.05 | 43.59 | 1981609 | 0.1756 | 4 | 24.8151 | 13 | 114 | 0 | 15 | 12 | battery_power_limited
1 | 5.05 | 70 | 15 | 11.64 | 7.5 | 5545783 | 831867 | 2453535 | 70.05 | 50.85 | 1858727 | 0.1647 | 4 | 24.8151 | 13 | 114 | 0 | 15 | 12 | battery_power_limited
1 | 5.05 | 80 | 15 | 11.64 | 7.5 | 4775069 | 716260 | 1634325 | 80.05 | 57.68 | 1743120 | 0.1545 | 4 | 24.8151 | 13 | 114 | 0 | 15 | 12 | battery_power_limited
1 | 5.05 | 90 | 15 | 11.64 | 7.5 | 4035731 | 605360 | 815114 | 90.05 | 64.24 | 1632219 | 0.1446 | 4 | 24.8151 | 13 | 114 | 0 | 15 | 12 | battery_power_limited
1 | 5.05 | 100 | 28.84 | 22.39 | 14.42 | 3304077 | 495611 | 4096 | 99.95 | 70.72 | 2206390 | 0.1955 | 9 | 54.1308 | 28 | 231 | 0 | 259 | 6 | battery_power_limited
1 | 5.1 | 60 | 15 | 11.64 | 7.5 | 6316286 | 947443 | 3305149 | 60.05 | 44.03 | 1977130 | 0.1752 | 4 | 25.0418 | 14 | 114 | 0 | 15 | 12 | battery_power_limited
1 | 5.1 | 70 | 15 | 11.64 | 7.5 | 5488965 | 823345 | 2477827 | 70.05 | 51.36 | 1853032 | 0.1642 | 4 | 25.0418 | 14 | 114 | 0 | 15 | 12 | battery_power_limited
1 | 5.1 | 80 | 15 | 11.64 | 7.5 | 4713623 | 707044 | 1650506 | 80.05 | 58.23 | 1736731 | 0.1539 | 4 | 25.0418 | 14 | 114 | 0 | 15 | 12 | battery_power_limited
1 | 5.1 | 90 | 15 | 11.64 | 7.5 | 3966966 | 595045 | 823185 | 90.05 | 64.85 | 1624732 | 0.144 | 4 | 25.0418 | 14 | 114 | 0 | 15 | 12 | battery_power_limited
1 | 5.1 | 100 | 30.6 | 23.75 | 15.3 | 3228064 | 484210 | 4137 | 99.95 | 71.39 | 2284555 | 0.2025 | 11 | 58.3904 | 30 | 232 | 0 | 259 | 6 | battery_power_limited
1 | 5.15 | 60 | 15 | 11.64 | 7.5 | 6267580 | 940137 | 3337552 | 60.05 | 44.46 | 1972652 | 0.1748 | 4 | 25.2315 | 14 | 114 | 0 | 15 | 12 | battery_power_limited
1 | 5.15 | 70 | 15 | 11.64 | 7.5 | 5432148 | 814822 | 2502120 | 70.05 | 51.86 | 1847337 | 0.1637 | 4 | 25.2315 | 14 | 114 | 0 | 15 | 12 | battery_power_limited
1 | 5.15 | 80 | 15 | 11.64 | 7.5 | 4652268 | 697840 | 1666687 | 80.05 | 58.77 | 1730355 | 0.1533 | 4 | 25.2315 | 14 | 114 | 0 | 15 | 12 | battery_power_limited
1 | 5.15 | 90 | 15 | 11.64 | 7.5 | 3898290 | 584743 | 831255 | 90.05 | 65.45 | 1617259 | 0.1433 | 4 | 25.2315 | 14 | 114 | 0 | 15 | 12 | battery_power_limited
1 | 5.15 | 100 | 32.81 | 25.47 | 16.4 | 3152133 | 472820 | 4177 | 99.95 | 72.07 | 2385333 | 0.2114 | 12 | 64.0493 | 33 | 234 | 0 | 259 | 6 | battery_power_limited
1 | 5.2 | 60 | 15 | 11.64 | 7.5 | 6218873 | 932831 | 3369955 | 60.05 | 44.89 | 1968174 | 0.1744 | 4 | 25.3918 | 14 | 115 | 0 | 15 | 12 | battery_power_limited
1 | 5.2 | 70 | 15 | 11.64 | 7.5 | 5375330 | 806300 | 2526412 | 70.05 | 52.36 | 1841643 | 0.1632 | 4 | 25.3918 | 14 | 115 | 0 | 15 | 12 | battery_power_limited
1 | 5.2 | 80 | 15 | 11.64 | 7.5 | 4590994 | 688649 | 1682869 | 80.05 | 59.32 | 1723992 | 0.1528 | 4 | 25.3918 | 14 | 115 | 0 | 15 | 12 | battery_power_limited
1 | 5.2 | 90 | 15 | 11.64 | 7.5 | 3829697 | 574455 | 839326 | 90.05 | 66.06 | 1609798 | 0.1427 | 4 | 25.3918 | 14 | 115 | 0 | 15 | 12 | battery_power_limited
1 | 5.2 | 100 | 34.07 | 26.45 | 17.04 | 3076414 | 461462 | 4218 | 99.95 | 72.74 | 2439347 | 0.2162 | 14 | 67.8281 | 35 | 235 | 0 | 259 | 6 | battery_power_limited
1 | 5.25 | 60 | 15 | 11.64 | 7.5 | 6170167 | 925525 | 3402359 | 60.05 | 45.32 | 1963696 | 0.174 | 4 | 25.6233 | 14 | 115 | 0 | 15 | 12 | battery_power_limited
1 | 5.25 | 70 | 15 | 11.64 | 7.5 | 5318513 | 797777 | 2550705 | 70.05 | 52.87 | 1835948 | 0.1627 | 4 | 25.6233 | 14 | 115 | 0 | 15 | 12 | battery_power_limited
1 | 5.25 | 80 | 15 | 11.64 | 7.5 | 4529806 | 679471 | 1699050 | 80.05 | 59.86 | 1717642 | 0.1522 | 4 | 25.6233 | 14 | 115 | 0 | 15 | 12 | battery_power_limited
1 | 5.25 | 90 | 15 | 11.64 | 7.5 | 3761188 | 564178 | 847396 | 90.05 | 66.67 | 1602349 | 0.142 | 4 | 25.6233 | 14 | 115 | 0 | 15 | 12 | battery_power_limited
1 | 5.25 | 100 | 35.84 | 27.82 | 17.92 | 3000671 | 450101 | 4258 | 99.95 | 73.41 | 2518144 | 0.2232 | 15 | 74.1226 | 38 | 254 | 0 | 259 | 6 | battery_power_limited
1 | 5.3 | 60 | 15 | 11.64 | 7.5 | 6121460 | 918219 | 3434762 | 60.05 | 45.75 | 1959218 | 0.1736 | 4 | 25.8075 | 14 | 116 | 0 | 15 | 12 | battery_power_limited
1 | 5.3 | 70 | 15 | 11.64 | 7.5 | 5261695 | 789254 | 2574997 | 70.05 | 53.37 | 1830253 | 0.1622 | 4 | 25.8075 | 14 | 116 | 0 | 15 | 12 | battery_power_limited
1 | 5.3 | 80 | 15 | 11.64 | 7.5 | 4468684 | 670303 | 1715232 | 80.05 | 60.4 | 1711301 | 0.1517 | 4 | 25.8075 | 14 | 116 | 0 | 15 | 12 | battery_power_limited
1 | 5.3 | 90 | 15 | 11.64 | 7.5 | 3692745 | 553912 | 855466 | 90.05 | 67.28 | 1594911 | 0.1413 | 4 | 25.8075 | 14 | 116 | 0 | 15 | 12 | battery_power_limited
1 | 5.3 | 100 | 37.61 | 29.2 | 18.81 | 2924986 | 438748 | 4299 | 99.95 | 74.08 | 2597261 | 0.2302 | 18 | 79.9705 | 40 | 256 | 0 | 259 | 0 | battery_power_limited
1 | 5.35 | 60 | 15 | 11.64 | 7.5 | 6072754 | 910913 | 3467166 | 60.05 | 46.18 | 1954740 | 0.1732 | 4 | 26.1815 | 14 | 116 | 0 | 15 | 12 | battery_power_limited
1 | 5.35 | 70 | 15 | 11.64 | 7.5 | 5204878 | 780732 | 2599289 | 70.05 | 53.88 | 1824558 | 0.1617 | 4 | 26.1815 | 14 | 116 | 0 | 15 | 12 | battery_power_limited
1 | 5.35 | 80 | 15 | 11.64 | 7.5 | 4407627 | 661144 | 1731413 | 80.05 | 60.94 | 1704971 | 0.1511 | 4 | 26.1815 | 14 | 116 | 0 | 15 | 12 | battery_power_limited
1 | 5.35 | 90 | 15 | 11.64 | 7.5 | 3624369 | 543655 | 863537 | 90.05 | 67.88 | 1587482 | 0.1407 | 4 | 26.1815 | 14 | 116 | 0 | 15 | 12 | battery_power_limited
1 | 5.35 | 100 | 39.39 | 30.58 | 19.69 | 2849366 | 427405 | 4339 | 99.95 | 74.75 | 2676388 | 0.2372 | 20 | 87.4911 | 44 | 269 | 0 | 258 | 18 | battery_power_limited
1 | 5.4 | 60 | 15 | 11.64 | 7.5 | 6024047 | 903607 | 3499569 | 60.05 | 46.62 | 1950262 | 0.1728 | 4 | 26.4315 | 14 | 116 | 0 | 15 | 12 | battery_power_limited
1 | 5.4 | 70 | 15 | 11.64 | 7.5 | 5148060 | 772209 | 2623582 | 70.05 | 54.38 | 1818863 | 0.1612 | 4 | 26.4315 | 14 | 116 | 0 | 15 | 12 | battery_power_limited
1 | 5.4 | 80 | 15 | 11.64 | 7.5 | 4346652 | 651998 | 1747595 | 80.05 | 61.48 | 1698652 | 0.1505 | 4 | 26.4315 | 14 | 116 | 0 | 15 | 12 | battery_power_limited
1 | 5.4 | 90 | 15 | 11.64 | 7.5 | 3556074 | 533411 | 871607 | 90.05 | 68.49 | 1580065 | 0.14 | 4 | 26.4315 | 14 | 116 | 0 | 15 | 12 | battery_power_limited
1 | 5.4 | 100 | 41.16 | 31.95 | 20.58 | 2773828 | 416074 | 4380 | 99.95 | 75.42 | 2755527 | 0.2442 | 21 | 93.5055 | 46.9 | 273 | 0 | 258 | 18 | battery_power_limited
1 | 5.45 | 60 | 15 | 11.64 | 7.5 | 5975341 | 896301 | 3531972 | 60.05 | 47.05 | 1945783 | 0.1724 | 4 | 26.6966 | 14 | 117 | 0 | 15 | 12 | battery_power_limited
1 | 5.45 | 70 | 15 | 11.64 | 7.5 | 5091242 | 763686 | 2647874 | 70.05 | 54.88 | 1813169 | 0.1607 | 4 | 26.6966 | 14 | 117 | 0 | 15 | 12 | battery_power_limited
1 | 5.45 | 80 | 15 | 11.64 | 7.5 | 4285753 | 642863 | 1763776 | 80.05 | 62.02 | 1692345 | 0.15 | 4 | 26.6966 | 14 | 117 | 0 | 15 | 12 | battery_power_limited
1 | 5.45 | 90 | 15 | 11.64 | 7.5 | 3487854 | 523178 | 879678 | 90.05 | 69.09 | 1572660 | 0.1394 | 4 | 26.6966 | 14 | 117 | 0 | 15 | 12 | battery_power_limited
1 | 5.45 | 100 | 42.93 | 33.33 | 21.47 | 2698366 | 404755 | 4420 | 99.95 | 76.09 | 2834677 | 0.2512 | 22 | 100.624 | 49 | 336 | 0 | 258 | 18 | battery_power_limited
1 | 5.5 | 60 | 15 | 11.64 | 7.5 | 5926634 | 888995 | 3564376 | 60.05 | 47.48 | 1941305 | 0.172 | 4 | 27.011 | 14 | 117 | 0 | 15 | 12 | battery_power_limited
1 | 5.5 | 70 | 15 | 11.64 | 7.5 | 5034425 | 755164 | 2672167 | 70.05 | 55.39 | 1807474 | 0.1602 | 4 | 27.011 | 14 | 117 | 0 | 15 | 12 | battery_power_limited
1 | 5.5 | 80 | 15 | 11.64 | 7.5 | 4224920 | 633738 | 1779957 | 80.05 | 62.56 | 1686048 | 0.1494 | 4 | 27.011 | 14 | 117 | 0 | 15 | 12 | battery_power_limited
1 | 5.5 | 90 | 15 | 11.64 | 7.5 | 3419702 | 512955 | 887748 | 90.05 | 69.7 | 1565265 | 0.1387 | 4 | 27.011 | 14 | 117 | 0 | 15 | 12 | battery_power_limited
1 | 5.5 | 100 | 44.71 | 34.71 | 22.35 | 2622970 | 393445 | 4461 | 99.95 | 76.76 | 2913837 | 0.2582 | 24 | 108.1034 | 52 | 343 | 0 | 258 | 18 | battery_power_limited
1 | 5.55 | 60 | 15 | 11.64 | 7.5 | 5877928 | 881689 | 3596779 | 60.05 | 47.91 | 1936827 | 0.1716 | 4 | 27.2925 | 14 | 117 | 0 | 15 | 12 | battery_power_limited
1 | 5.55 | 70 | 15 | 11.64 | 7.5 | 4977607 | 746641 | 2696459 | 70.05 | 55.89 | 1801779 | 0.1597 | 4 | 27.2925 | 14 | 117 | 0 | 15 | 12 | battery_power_limited
1 | 5.55 | 80 | 15 | 11.64 | 7.5 | 4164162 | 624624 | 1796139 | 80.05 | 63.1 | 1679762 | 0.1489 | 4 | 27.2925 | 14 | 117 | 0 | 15 | 12 | battery_power_limited
1 | 5.55 | 90 | 15 | 11.64 | 7.5 | 3351623 | 502743 | 895819 | 90.05 | 70.3 | 1557881 | 0.1381 | 4 | 27.2925 | 14 | 117 | 0 | 15 | 12 | battery_power_limited
1 | 5.55 | 100 | 46.61 | 36.19 | 23.31 | 2547648 | 382147 | 4502 | 99.95 | 77.42 | 2999503 | 0.2658 | 26 | 116.9062 | 56 | 349 | 0 | 258 | 18 | battery_power_limited
1 | 5.6 | 60 | 15 | 11.64 | 7.5 | 5829221 | 874383 | 3629183 | 60.05 | 48.34 | 1932349 | 0.1712 | 4 | 27.8315 | 14 | 117 | 0 | 15 | 12 | battery_power_limited
1 | 5.6 | 70 | 15 | 11.64 | 7.5 | 4923313 | 738497 | 2720751 | 70.05 | 56.37 | 1796463 | 0.1592 | 4 | 27.8315 | 14 | 117 | 0 | 15 | 12 | battery_power_limited
1 | 5.6 | 80 | 15 | 11.64 | 7.5 | 4103454 | 615518 | 1812320 | 80.05 | 63.64 | 1673484 | 0.1483 | 4 | 27.8315 | 14 | 117 | 0 | 15 | 12 | battery_power_limited
1 | 5.6 | 90 | 15 | 11.64 | 7.5 | 3283595 | 492539 | 903889 | 90.05 | 70.9 | 1550505 | 0.1374 | 4 | 27.8315 | 14 | 117 | 0 | 15 | 12 | battery_power_limited
1 | 5.6 | 100 | 48.57 | 37.71 | 24.29 | 2472377 | 370857 | 4542 | 99.95 | 78.09 | 3087833 | 0.2736 | 28 | 125.0932 | 59 | 372 | 0 | 258 | 18 | battery_power_limited
1 | 5.65 | 60 | 15 | 11.64 | 7.5 | 5780515 | 867077 | 3661586 | 60.05 | 48.77 | 1927871 | 0.1708 | 4 | 28.289 | 14 | 118 | 0 | 15 | 12 | battery_power_limited
1 | 5.65 | 70 | 15 | 11.64 | 7.5 | 4870003 | 730500 | 2745044 | 70.05 | 56.84 | 1791294 | 0.1587 | 4 | 28.289 | 14 | 118 | 0 | 15 | 12 | battery_power_limited
1 | 5.65 | 80 | 15 | 11.64 | 7.5 | 4042824 | 606424 | 1828502 | 80.05 | 64.17 | 1667217 | 0.1477 | 4 | 28.289 | 14 | 118 | 0 | 15 | 12 | battery_power_limited
1 | 5.65 | 90 | 15 | 11.64 | 7.5 | 3215644 | 482347 | 911959 | 90.05 | 71.5 | 1543140 | 0.1368 | 4 | 28.289 | 14 | 118 | 0 | 15 | 12 | battery_power_limited
1 | 5.65 | 100 | 50.53 | 39.23 | 25.27 | 2397184 | 359578 | 4583 | 99.95 | 78.76 | 3176175 | 0.2815 | 30 | 133.1589 | 63 | 377 | 0 | 258 | 18 | battery_power_limited
1 | 5.7 | 60 | 15 | 11.64 | 7.5 | 5731808 | 859771 | 3693990 | 60.05 | 49.21 | 1923393 | 0.1704 | 4 | 28.5151 | 14 | 118 | 0 | 15 | 12 | battery_power_limited
1 | 5.7 | 70 | 15 | 11.64 | 7.5 | 4816749 | 722512 | 2769336 | 70.05 | 57.31 | 1786134 | 0.1583 | 4 | 28.5151 | 14 | 118 | 0 | 15 | 12 | battery_power_limited
1 | 5.7 | 80 | 15 | 11.64 | 7.5 | 3982250 | 597337 | 1844683 | 80.05 | 64.71 | 1660959 | 0.1472 | 4 | 28.5151 | 14 | 118 | 0 | 15 | 12 | battery_power_limited
1 | 5.7 | 90 | 15 | 11.64 | 7.5 | 3147750 | 472163 | 920030 | 90.05 | 72.11 | 1535784 | 0.1361 | 4 | 28.5151 | 14 | 118 | 0 | 15 | 12 | battery_power_limited
1 | 5.7 | 100 | 53.33 | 41.4 | 26.67 | 2322046 | 348307 | 4623 | 99.95 | 79.42 | 3306304 | 0.293 | 34 | 145.1664 | 68 | 495 | 0 | 258 | 18 | battery_power_limited
1 | 5.75 | 60 | 15 | 11.64 | 7.5 | 5683102 | 852465 | 3726393 | 60.05 | 49.64 | 1918915 | 0.1701 | 4 | 29.0397 | 14 | 118 | 0 | 15 | 12 | battery_power_limited
1 | 5.75 | 70 | 15 | 11.64 | 7.5 | 4763528 | 714529 | 2793629 | 70.05 | 57.79 | 1780979 | 0.1578 | 4 | 29.0397 | 14 | 118 | 0 | 15 | 12 | battery_power_limited
1 | 5.75 | 80 | 15 | 11.64 | 7.5 | 3921709 | 588256 | 1860865 | 80.05 | 65.25 | 1654706 | 0.1466 | 4 | 29.0397 | 14 | 118 | 0 | 15 | 12 | battery_power_limited
1 | 5.75 | 90 | 15 | 11.64 | 7.5 | 3079889 | 461983 | 928100 | 90.05 | 72.71 | 1528433 | 0.1354 | 4 | 29.0397 | 14 | 118 | 0 | 15 | 12 | battery_power_limited
1 | 5.75 | 100 | 54.45 | 42.27 | 27.22 | 2246942 | 337041 | 4664 | 99.95 | 80.09 | 3352881 | 0.2971 | 36 | 151.6158 | 70 | 515 | 0 | 258 | 18 | battery_power_limited
1 | 5.8 | 60 | 15 | 11.64 | 7.5 | 5634395 | 845159 | 3758796 | 60.05 | 50.07 | 1914436 | 0.1697 | 4 | 29.2377 | 14 | 118 | 0 | 15 | 12 | battery_power_limited
1 | 5.8 | 70 | 15 | 11.64 | 7.5 | 4710340 | 706551 | 2817921 | 70.05 | 58.26 | 1775828 | 0.1574 | 4 | 29.2377 | 14 | 118 | 0 | 15 | 12 | battery_power_limited
1 | 5.8 | 80 | 15 | 11.64 | 7.5 | 3861200 | 579180 | 1877046 | 80.05 | 65.78 | 1648457 | 0.1461 | 4 | 29.2377 | 14 | 118 | 0 | 15 | 12 | battery_power_limited
1 | 5.8 | 90 | 15 | 11.64 | 7.5 | 3012060 | 451809 | 936171 | 90.05 | 73.31 | 1521086 | 0.1348 | 4 | 29.2377 | 14 | 118 | 0 | 15 | 12 | battery_power_limited
1 | 5.8 | 100 | 56.41 | 43.79 | 28.2 | 2171871 | 325781 | 4704 | 99.95 | 80.75 | 3441242 | 0.305 | 43 | 162.1253 | 75 | 525 | 0 | 258 | 12 | battery_power_limited
1 | 5.85 | 60 | 15 | 11.64 | 7.5 | 5585689 | 837853 | 3791200 | 60.05 | 50.5 | 1909958 | 0.1693 | 4 | 29.8671 | 14 | 119 | 0 | 15 | 12 | battery_power_limited
1 | 5.85 | 70 | 15 | 11.64 | 7.5 | 4657199 | 698580 | 2842214 | 70.05 | 58.73 | 1770685 | 0.1569 | 4 | 29.8671 | 14 | 119 | 0 | 15 | 12 | battery_power_limited
1 | 5.85 | 80 | 15 | 11.64 | 7.5 | 3800739 | 570111 | 1893227 | 80.05 | 66.32 | 1642216 | 0.1455 | 4 | 29.8671 | 14 | 119 | 0 | 15 | 12 | battery_power_limited
1 | 5.85 | 90 | 15 | 11.64 | 7.5 | 2944279 | 441642 | 944241 | 90.05 | 73.91 | 1513747 | 0.1341 | 4 | 29.8671 | 14 | 119 | 0 | 15 | 12 | battery_power_limited
1 | 5.85 | 100 | 58.36 | 45.31 | 29.18 | 2096846 | 314527 | 4745 | 99.95 | 81.42 | 3529555 | 0.3128 | 47 | 176.7801 | 79 | 591 | 0 | 258 | 18 | battery_power_limited
1 | 5.9 | 60 | 15 | 11.64 | 7.5 | 5536982 | 830547 | 3823603 | 60.05 | 50.93 | 1905480 | 0.1689 | 4 | 30.463 | 14 | 120 | 0 | 15 | 12 | battery_power_limited
1 | 5.9 | 70 | 15 | 11.64 | 7.5 | 4604099 | 690615 | 2866506 | 70.05 | 59.2 | 1765548 | 0.1565 | 4 | 30.463 | 14 | 120 | 0 | 15 | 12 | battery_power_limited
1 | 5.9 | 80 | 15 | 11.64 | 7.5 | 3740319 | 561048 | 1909409 | 80.05 | 66.85 | 1635981 | 0.145 | 4 | 30.463 | 14 | 120 | 0 | 15 | 12 | battery_power_limited
1 | 5.9 | 90 | 15 | 11.64 | 7.5 | 2876539 | 431481 | 952312 | 90.05 | 74.51 | 1506414 | 0.1335 | 4 | 30.463 | 14 | 120 | 0 | 15 | 12 | battery_power_limited
1 | 5.9 | 100 | 60.33 | 46.83 | 30.16 | 2021863 | 303279 | 4785 | 99.95 | 82.08 | 3618071 | 0.3206 | 49 | 190.6603 | 83.9 | 606 | 0 | 258 | 18 | battery_power_limited
1 | 5.95 | 60 | 15 | 11.64 | 7.5 | 5488276 | 823241 | 3856007 | 60.05 | 51.36 | 1901002 | 0.1685 | 4 | 30.7322 | 14 | 120 | 0 | 15 | 12 | battery_power_limited
1 | 5.95 | 70 | 15 | 11.64 | 7.5 | 4551037 | 682656 | 2890798 | 70.05 | 59.67 | 1760416 | 0.156 | 4 | 30.7322 | 14 | 120 | 0 | 15 | 12 | battery_power_limited
1 | 5.95 | 80 | 15 | 11.64 | 7.5 | 3679937 | 551991 | 1925590 | 80.05 | 67.39 | 1629751 | 0.1444 | 4 | 30.7322 | 14 | 120 | 0 | 15 | 12 | battery_power_limited
1 | 5.95 | 90 | 15 | 11.64 | 7.5 | 2808837 | 421326 | 960382 | 90.05 | 75.11 | 1499086 | 0.1328 | 4 | 30.7322 | 14 | 120 | 0 | 15 | 12 | battery_power_limited
1 | 5.95 | 100 | 62.3 | 48.36 | 31.15 | 1946917 | 292037 | 4826 | 99.95 | 82.75 | 3707049 | 0.3285 | 51 | 204.5623 | 88 | 757 | 0 | 258 | 18 | battery_power_limited
1 | 6 | 60 | 15 | 11.64 | 7.5 | 5439569 | 815935 | 3888410 | 60.05 | 51.8 | 1896524 | 0.1681 | 4 | 31.1959 | 15 | 126 | 0 | 15 | 12 | battery_power_limited
1 | 6 | 70 | 15 | 11.64 | 7.5 | 4498007 | 674701 | 2915091 | 70.05 | 60.14 | 1755290 | 0.1556 | 4 | 31.1959 | 15 | 126 | 0 | 15 | 12 | battery_power_limited
1 | 6 | 80 | 15 | 11.64 | 7.5 | 3619587 | 542938 | 1941772 | 80.05 | 67.92 | 1623526 | 0.1439 | 4 | 31.1959 | 15 | 126 | 0 | 15 | 12 | battery_power_limited
1 | 6 | 90 | 15 | 11.64 | 7.5 | 2741166 | 411175 | 968453 | 90.05 | 75.71 | 1491763 | 0.1322 | 4 | 31.1959 | 15 | 126 | 0 | 15 | 12 | battery_power_limited
1 | 6 | 100 | 64.27 | 49.89 | 32.13 | 1872002 | 280800 | 4867 | 99.95 | 83.41 | 3796031 | 0.3364 | 53 | 216.2795 | 93 | 786 | 0 | 258 | 18 | battery_power_limited
1 | 6.05 | 60 | 15 | 11.64 | 7.5 | 5390863 | 808629 | 3920813 | 60.05 | 52.23 | 1892046 | 0.1677 | 4 | 31.7651 | 15 | 150 | 0 | 15 | 12 | battery_power_limited
1 | 6.05 | 70 | 15 | 11.64 | 7.5 | 4445010 | 666752 | 2939383 | 70.05 | 60.61 | 1750168 | 0.1551 | 4 | 31.7651 | 15 | 150 | 0 | 15 | 12 | battery_power_limited
1 | 6.05 | 80 | 15 | 11.64 | 7.5 | 3559269 | 533890 | 1957953 | 80.05 | 68.46 | 1617307 | 0.1433 | 4 | 31.7651 | 15 | 150 | 0 | 15 | 12 | battery_power_limited
1 | 6.05 | 90 | 15 | 11.64 | 7.5 | 2673529 | 401029 | 976523 | 90.05 | 76.31 | 1484446 | 0.1315 | 4 | 31.7651 | 15 | 150 | 0 | 15 | 12 | battery_power_limited
1 | 6.05 | 100 | 66.24 | 51.42 | 33.12 | 1797121 | 269568 | 4907 | 99.95 | 84.07 | 3885019 | 0.3443 | 55 | 226.0822 | 97 | 829 | 0 | 258 | 18 | battery_power_limited
1 | 6.1 | 60 | 15 | 11.64 | 7.5 | 5342156 | 801323 | 3953217 | 60.05 | 52.66 | 1887568 | 0.1673 | 4 | 32.0308 | 15 | 150 | 0 | 15 | 12 | battery_power_limited
1 | 6.1 | 70 | 15 | 11.64 | 7.5 | 4392064 | 658810 | 2963676 | 70.05 | 61.08 | 1745054 | 0.1546 | 4 | 32.0308 | 15 | 150 | 0 | 15 | 12 | battery_power_limited
1 | 6.1 | 80 | 15 | 11.64 | 7.5 | 3499003 | 524850 | 1974135 | 80.05 | 68.99 | 1611095 | 0.1428 | 4 | 32.0308 | 15 | 150 | 0 | 15 | 12 | battery_power_limited
1 | 6.1 | 90 | 15 | 11.64 | 7.5 | 2605942 | 390891 | 984593 | 90.05 | 76.91 | 1477135 | 0.1309 | 4 | 32.0308 | 15 | 150 | 0 | 15 | 12 | battery_power_limited
1 | 6.1 | 100 | 68.2 | 52.95 | 34.1 | 1722294 | 258344 | 4948 | 99.95 | 84.74 | 3973741 | 0.3521 | 59 | 245.2103 | 102 | 926 | 0 | 258 | 18 | battery_power_limited
1 | 6.15 | 60 | 15 | 11.64 | 7.5 | 5293450 | 794017 | 3985620 | 60.05 | 53.09 | 1883089 | 0.1669 | 4 | 32.3616 | 15 | 151 | 0 | 15 | 12 | battery_power_limited
1 | 6.15 | 70 | 15 | 11.64 | 7.5 | 4339179 | 650877 | 2987968 | 70.05 | 61.55 | 1739949 | 0.1542 | 4 | 32.3616 | 15 | 151 | 0 | 15 | 12 | battery_power_limited
1 | 6.15 | 80 | 15 | 11.64 | 7.5 | 3438798 | 515820 | 1990316 | 80.05 | 69.53 | 1604892 | 0.1422 | 4 | 32.3616 | 15 | 151 | 0 | 15 | 12 | battery_power_limited
1 | 6.15 | 90 | 15 | 11.64 | 7.5 | 2538417 | 380762 | 992664 | 90.05 | 77.5 | 1469834 | 0.1303 | 4 | 32.3616 | 15 | 151 | 0 | 15 | 12 | battery_power_limited
1 | 6.15 | 100 | 70.59 | 54.8 | 35.29 | 1647526 | 247129 | 4988 | 99.95 | 85.4 | 4083043 | 0.3618 | 63 | 272.5733 | 110.9 | 1031 | 0 | 318 | 12 | battery_power_limited
1 | 6.2 | 60 | 15 | 11.64 | 7.5 | 5244743 | 786711 | 4018024 | 60.05 | 53.52 | 1878611 | 0.1665 | 4 | 32.5979 | 15 | 151 | 0 | 15 | 12 | battery_power_limited
1 | 6.2 | 70 | 15 | 11.64 | 7.5 | 4286323 | 642948 | 3012261 | 70.05 | 62.02 | 1734848 | 0.1537 | 4 | 32.5979 | 15 | 151 | 0 | 15 | 12 | battery_power_limited
1 | 6.2 | 80 | 15 | 11.64 | 7.5 | 3378622 | 506793 | 2006497 | 80.05 | 70.06 | 1598693 | 0.1417 | 4 | 32.5979 | 15 | 151 | 0 | 15 | 12 | battery_power_limited
1 | 6.2 | 90 | 15 | 11.64 | 7.5 | 2470920 | 370638 | 1000734 | 90.05 | 78.1 | 1462538 | 0.1296 | 4 | 32.5979 | 15 | 151 | 0 | 15 | 12 | battery_power_limited
1 | 6.2 | 100 | 73.32 | 56.92 | 36.66 | 1572786 | 235918 | 5029 | 99.95 | 86.06 | 4209990 | 0.3731 | 73 | 295.289 | 118 | 1103 | 0 | 318 | 0 | battery_power_limited
1 | 6.25 | 60 | 15 | 11.64 | 7.5 | 5196037 | 779405 | 4050427 | 60.05 | 53.95 | 1874133 | 0.1661 | 4 | 33.0363 | 15 | 151 | 0 | 15 | 12 | battery_power_limited
1 | 6.25 | 70 | 15 | 11.64 | 7.5 | 4233509 | 635026 | 3036553 | 70.05 | 62.48 | 1729754 | 0.1533 | 4 | 33.0363 | 15 | 151 | 0 | 15 | 12 | battery_power_limited
1 | 6.25 | 80 | 15 | 11.64 | 7.5 | 3318488 | 497773 | 2022679 | 80.05 | 70.59 | 1592501 | 0.1411 | 4 | 33.0363 | 15 | 151 | 0 | 15 | 12 | battery_power_limited
1 | 6.25 | 90 | 15 | 11.64 | 7.5 | 2403467 | 360520 | 1008805 | 90.05 | 78.7 | 1455248 | 0.129 | 4 | 33.0363 | 15 | 151 | 0 | 15 | 12 | battery_power_limited
1 | 6.25 | 100 | 76.06 | 59.05 | 38.03 | 1498090 | 224713 | 5069 | 99.95 | 86.72 | 4336924 | 0.3843 | 76 | 310.4801 | 126.9 | 1128 | 0 | 317 | 18 | battery_power_limited
1 | 6.3 | 60 | 15 | 11.64 | 7.5 | 5147330 | 772100 | 4082831 | 60.05 | 54.39 | 1869655 | 0.1657 | 4 | 33.6692 | 15 | 152 | 0 | 15 | 12 | battery_power_limited
1 | 6.3 | 70 | 15 | 11.64 | 7.5 | 4180723 | 627109 | 3060845 | 70.05 | 62.95 | 1724664 | 0.1528 | 4 | 33.6692 | 15 | 152 | 0 | 15 | 12 | battery_power_limited
1 | 6.3 | 80 | 15 | 11.64 | 7.5 | 3258382 | 488757 | 2038860 | 80.05 | 71.12 | 1586313 | 0.1406 | 4 | 33.6692 | 15 | 152 | 0 | 15 | 12 | battery_power_limited
1 | 6.3 | 90 | 15 | 11.64 | 7.5 | 2336040 | 350406 | 1016875 | 90.05 | 79.3 | 1447962 | 0.1283 | 4 | 33.6692 | 15 | 152 | 0 | 15 | 12 | battery_power_limited
1 | 6.3 | 100 | 79.93 | 62.05 | 39.96 | 1423420 | 213513 | 5110 | 99.95 | 87.39 | 4519469 | 0.4005 | 80 | 360.5068 | 137 | 1504 | 0 | 317 | 18 | battery_power_limited
1 | 6.35 | 60 | 15 | 11.64 | 7.5 | 5098623 | 764794 | 4115234 | 60.05 | 54.82 | 1865177 | 0.1653 | 4 | 34.2041 | 15 | 160 | 0 | 15 | 12 | battery_power_limited
1 | 6.35 | 70 | 15 | 11.64 | 7.5 | 4127972 | 619196 | 3085138 | 70.05 | 63.42 | 1719579 | 0.1524 | 4 | 34.2041 | 15 | 160 | 0 | 15 | 12 | battery_power_limited
1 | 6.35 | 80 | 15 | 11.64 | 7.5 | 3198311 | 479747 | 2055042 | 80.05 | 71.66 | 1580130 | 0.14 | 4 | 34.2041 | 15 | 160 | 0 | 15 | 12 | battery_power_limited
1 | 6.35 | 90 | 15 | 11.64 | 7.5 | 2268649 | 340297 | 1024946 | 90.05 | 79.9 | 1440681 | 0.1277 | 4 | 34.2041 | 15 | 160 | 0 | 15 | 12 | battery_power_limited
1 | 6.35 | 100 | 93.89 | 72.89 | 46.95 | 1348786 | 202318 | 5150 | 99.95 | 88.05 | 5201195 | 0.4609 | 102 | 437.7884 | 176.9 | 1592 | 0 | 318 | 18 | battery_power_limited
1 | 6.4 | 60 | 15 | 11.64 | 7.5 | 5049917 | 757488 | 4147637 | 60.05 | 55.25 | 1860699 | 0.1649 | 4 | 34.5322 | 15 | 160 | 0 | 15 | 12 | battery_power_limited
1 | 6.4 | 70 | 15 | 11.64 | 7.5 | 4075255 | 611288 | 3109430 | 70.05 | 63.89 | 1714499 | 0.1519 | 4 | 34.5322 | 15 | 160 | 0 | 15 | 12 | battery_power_limited
1 | 6.4 | 80 | 15 | 11.64 | 7.5 | 3138273 | 470741 | 2071223 | 80.05 | 72.19 | 1573952 | 0.1395 | 4 | 34.5322 | 15 | 160 | 0 | 15 | 12 | battery_power_limited
1 | 6.4 | 90 | 15 | 11.64 | 7.5 | 2201291 | 330194 | 1033016 | 90.05 | 80.49 | 1433405 | 0.127 | 4 | 34.5322 | 15 | 160 | 0 | 15 | 12 | battery_power_limited
1 | 6.4 | 100 | 110.72 | 85.95 | 55.36 | 1274185 | 191128 | 5191 | 99.95 | 88.71 | 6024635 | 0.5339 | 122 | 660.1055 | 218.9 | 2469 | 0 | 316 | 0 | battery_power_limited
1 | 6.45 | 60 | 15 | 11.64 | 7.5 | 5001210 | 750182 | 4180041 | 60.05 | 55.68 | 1856221 | 0.1645 | 4 | 34.9007 | 15 | 160 | 0 | 15 | 12 | battery_power_limited
1 | 6.45 | 70 | 15 | 11.64 | 7.5 | 4022575 | 603386 | 3133723 | 70.05 | 64.35 | 1709425 | 0.1515 | 4 | 34.9007 | 15 | 160 | 0 | 15 | 12 | battery_power_limited
1 | 6.45 | 80 | 15 | 11.64 | 7.5 | 3078273 | 461741 | 2087405 | 80.05 | 72.72 | 1567780 | 0.1389 | 4 | 34.9007 | 15 | 160 | 0 | 15 | 12 | battery_power_limited
1 | 6.45 | 90 | 15 | 11.64 | 7.5 | 2133971 | 320096 | 1041087 | 90.05 | 81.09 | 1426135 | 0.1264 | 4 | 34.9007 | 15 | 160 | 0 | 15 | 12 | battery_power_limited
1 | 6.45 | 100 | 127.55 | 99.02 | 63.78 | 1199622 | 179943 | 5232 | 99.95 | 89.37 | 6847854 | 0.6068 | 156 | 762.8801 | 262 | 2598 | 0 | 315 | 18 | battery_power_limited
1 | 6.5 | 60 | 15 | 11.64 | 7.5 | 4952504 | 742876 | 4212444 | 60.05 | 56.11 | 1851742 | 0.1641 | 4 | 35.9267 | 15 | 160 | 0 | 15 | 12 | battery_power_limited
1 | 6.5 | 70 | 15 | 11.64 | 7.5 | 3969929 | 595489 | 3158015 | 70.05 | 64.82 | 1704356 | 0.151 | 4 | 35.9267 | 15 | 160 | 0 | 15 | 12 | battery_power_limited
1 | 6.5 | 80 | 15 | 11.64 | 7.5 | 3018307 | 452746 | 2103586 | 80.05 | 73.25 | 1561613 | 0.1384 | 4 | 35.9267 | 15 | 160 | 0 | 15 | 12 | battery_power_limited
1 | 6.5 | 90 | 15 | 11.64 | 7.5 | 2066685 | 310003 | 1049157 | 90.05 | 81.69 | 1418870 | 0.1257 | 4 | 35.9267 | 15 | 160 | 0 | 15 | 12 | battery_power_limited
1 | 6.5 | 100 | 144.38 | 112.08 | 72.19 | 1125092 | 168764 | 5272 | 99.95 | 90.03 | 7671306 | 0.6798 | 174 | 871.5137 | 319.9 | 2682 | 0 | 315 | 18 | battery_power_limited
1 | 6.51 | 100 | 147.75 | 114.7 | 73.88 | 1110190 | 166529 | 5280 | 99.95 | 90.16 | 7836029 | 0.6944 | 179 | 902.1082 | 328 | 2702 | 0 | 315 | 18 | battery_power_limited
1 | 6.52 | 100 | 151.12 | 117.31 | 75.56 | 1095289 | 164293 | 5288 | 99.95 | 90.29 | 8000750 | 0.709 | 198 | 923.1342 | 340 | 2712 | 0 | 314 | 18 | battery_power_limited
1 | 6.53 | 100 | 154.48 | 119.93 | 77.24 | 1080388 | 162058 | 5296 | 99.95 | 90.43 | 8165472 | 0.7236 | 202 | 950.6322 | 353.9 | 2764 | 0 | 314 | 18 | battery_power_limited
1 | 6.54 | 100 | 157.85 | 122.54 | 78.93 | 1065489 | 159823 | 5305 | 99.95 | 90.56 | 8330170 | 0.7382 | 256 | 1091.4116 | 390.9 | 3299 | 0 | 145 | 12 | battery_power_limited
1 | 6.55 | 60 | 15 | 11.64 | 7.5 | 4903797 | 735570 | 4244848 | 60.05 | 56.54 | 1847264 | 0.1637 | 4 | 36.4041 | 15 | 160 | 0 | 15 | 12 | battery_power_limited
1 | 6.55 | 70 | 15 | 11.64 | 7.5 | 3917315 | 587597 | 3182308 | 70.05 | 65.29 | 1699292 | 0.1506 | 4 | 36.4041 | 15 | 160 | 0 | 15 | 12 | battery_power_limited
1 | 6.55 | 80 | 15 | 11.64 | 7.5 | 2958373 | 443756 | 2119767 | 80.05 | 73.78 | 1555451 | 0.1378 | 4 | 36.4041 | 15 | 160 | 0 | 15 | 12 | battery_power_limited
1 | 6.55 | 90 | 15 | 11.64 | 7.5 | 1999430 | 299915 | 1057227 | 90.05 | 82.28 | 1411609 | 0.1251 | 4 | 36.4041 | 15 | 160 | 0 | 15 | 12 | battery_power_limited
1 | 6.55 | 100 | 161.22 | 125.15 | 80.61 | 1050594 | 157589 | 5313 | 99.95 | 90.69 | 8494811 | 0.7528 | 269 | 1192.4575 | 396.9 | 3566 | 0 | 144 | 18 | battery_power_limited
1 | 6.56 | 100 | 164.58 | 127.76 | 82.29 | 1035698 | 155355 | 5321 | 99.95 | 90.82 | 8659441 | 0.7674 | 274 | 1216.2055 | 406 | 3577 | 0 | 144 | 18 | battery_power_limited
1 | 6.57 | 100 | 167.95 | 130.38 | 83.97 | 1020803 | 153121 | 5329 | 99.95 | 90.95 | 8824071 | 0.782 | 293 | 1238.8945 | 419 | 3601 | 0 | 143 | 18 | battery_power_limited
1 | 6.58 | 100 | 171.31 | 132.99 | 85.66 | 1005910 | 150886 | 5337 | 99.95 | 91.09 | 8988701 | 0.7966 | 298 | 1288.9466 | 429 | 3694 | 0 | 143 | 18 | battery_power_limited
1 | 6.59 | 100 | 174.68 | 135.6 | 87.34 | 991017 | 148653 | 5345 | 99.95 | 91.22 | 9153331 | 0.8112 | 307 | 1311.539 | 447.9 | 3723 | 0 | 143 | 12 | battery_power_limited
1 | 6.6 | 60 | 15 | 11.64 | 7.5 | 4855091 | 728264 | 4277251 | 60.05 | 56.98 | 1842786 | 0.1633 | 4 | 36.863 | 15 | 161 | 0 | 15 | 12 | battery_power_limited
1 | 6.6 | 70 | 15 | 11.64 | 7.5 | 3864731 | 579710 | 3206600 | 70.05 | 65.75 | 1694232 | 0.1501 | 4 | 36.863 | 15 | 161 | 0 | 15 | 12 | battery_power_limited
1 | 6.6 | 80 | 15 | 11.64 | 7.5 | 2898469 | 434770 | 2135949 | 80.05 | 74.31 | 1549293 | 0.1373 | 4 | 36.863 | 15 | 161 | 0 | 15 | 12 | battery_power_limited
1 | 6.6 | 90 | 15 | 11.64 | 7.5 | 1932206 | 289831 | 1065298 | 90.05 | 82.88 | 1404353 | 0.1245 | 4 | 36.863 | 15 | 161 | 0 | 15 | 12 | battery_power_limited
1 | 6.6 | 100 | 178.04 | 138.21 | 89.02 | 976126 | 146419 | 5353 | 99.95 | 91.35 | 9317961 | 0.8257 | 321 | 1331.9021 | 458.9 | 3735 | 0 | 145 | 18 | battery_power_limited
1 | 6.61 | 100 | 181.41 | 140.83 | 90.7 | 961235 | 144185 | 5361 | 99.95 | 91.48 | 9482592 | 0.8403 | 329 | 1378.0048 | 481.8 | 3802 | 0 | 145 | 12 | battery_power_limited
1 | 6.62 | 100 | 184.77 | 143.44 | 92.39 | 946344 | 141952 | 5369 | 99.95 | 91.61 | 9647216 | 0.8549 | 340 | 1430.8151 | 497.8 | 3953 | 0 | 145 | 18 | battery_power_limited
1 | 6.63 | 100 | 188.14 | 146.05 | 94.07 | 931455 | 139718 | 5378 | 99.95 | 91.75 | 9811838 | 0.8695 | 343 | 1465.8212 | 528 | 4011 | 0 | 145 | 18 | battery_power_limited
1 | 6.64 | 100 | 191.5 | 148.66 | 95.75 | 916568 | 137485 | 5386 | 99.95 | 91.88 | 9976460 | 0.8841 | 349 | 1489.5041 | 548 | 4034 | 0 | 145 | 18 | battery_power_limited
1 | 6.65 | 60 | 15 | 11.64 | 7.5 | 4806384 | 720958 | 4309654 | 60.05 | 57.41 | 1838308 | 0.1629 | 4 | 37.6678 | 15 | 161 | 0 | 15 | 12 | battery_power_limited
1 | 6.65 | 70 | 15 | 11.64 | 7.5 | 3812173 | 571826 | 3230892 | 70.05 | 66.22 | 1689176 | 0.1497 | 4 | 37.6678 | 15 | 161 | 0 | 15 | 12 | battery_power_limited
1 | 6.65 | 80 | 15 | 11.64 | 7.5 | 2838590 | 425788 | 2152130 | 80.05 | 74.84 | 1543139 | 0.1368 | 4 | 37.6678 | 15 | 161 | 0 | 15 | 12 | battery_power_limited
1 | 6.65 | 90 | 15 | 11.64 | 7.5 | 1865007 | 279751 | 1073368 | 90.05 | 83.47 | 1397101 | 0.1238 | 4 | 37.6678 | 15 | 161 | 0 | 15 | 12 | battery_power_limited
1 | 6.65 | 100 | 194.87 | 151.28 | 97.43 | 901683 | 135252 | 5394 | 99.95 | 92.01 | 10141083 | 0.8987 | 365 | 1521.0842 | 575.9 | 4082 | 0 | 145 | 18 | battery_power_limited
1 | 6.66 | 100 | 198.23 | 153.89 | 99.12 | 886797 | 133020 | 5402 | 99.95 | 92.14 | 10305705 | 0.9133 | 369 | 1543.3863 | 586.8 | 4122 | 0 | 145 | 18 | battery_power_limited
1 | 6.67 | 100 | 201.68 | 156.57 | 100.84 | 871912 | 130787 | 5410 | 99.95 | 92.27 | 10474550 | 0.9282 | 377 | 1574.2836 | 594 | 4168 | 0 | 145 | 12 | battery_power_limited
1 | 6.68 | 100 | 206.84 | 160.57 | 103.42 | 857033 | 128555 | 5418 | 99.95 | 92.41 | 10727476 | 0.9507 | 394 | 1596.9 | 614.9 | 4181 | 0 | 144 | 18 | battery_power_limited
1 | 6.69 | 100 | 211.99 | 164.57 | 106 | 842152 | 126323 | 5426 | 99.95 | 92.54 | 10980648 | 0.9731 | 416 | 1632.0945 | 633.9 | 4221 | 0 | 143 | 18 | battery_power_limited
1 | 6.7 | 60 | 15 | 11.64 | 7.5 | 4757678 | 713652 | 4342058 | 60.05 | 57.84 | 1833830 | 0.1625 | 4 | 38.1034 | 15 | 161 | 0 | 15 | 12 | battery_power_limited
1 | 6.7 | 70 | 15 | 11.64 | 7.5 | 3759643 | 563946 | 3255185 | 70.05 | 66.68 | 1684125 | 0.1492 | 4 | 38.1034 | 15 | 161 | 0 | 15 | 12 | battery_power_limited
1 | 6.7 | 80 | 15 | 11.64 | 7.5 | 2778740 | 416811 | 2168312 | 80.05 | 75.38 | 1536989 | 0.1362 | 4 | 38.1034 | 15 | 161 | 0 | 15 | 12 | battery_power_limited
1 | 6.7 | 90 | 15 | 11.64 | 7.5 | 1797837 | 269676 | 1081439 | 90.05 | 84.07 | 1389854 | 0.1232 | 4 | 38.1034 | 15 | 161 | 0 | 15 | 12 | battery_power_limited
1 | 6.7 | 100 | 217.15 | 168.57 | 108.57 | 827273 | 124091 | 5434 | 99.95 | 92.67 | 11233792 | 0.9955 | 426 | 1655.2445 | 652 | 4234 | 0 | 143 | 12 | battery_power_limited
1 | 6.71 | 100 | 222.31 | 172.57 | 111.15 | 812395 | 121859 | 5442 | 99.95 | 92.8 | 11486928 | 1.018 | 451 | 1698.0089 | 672 | 4266 | 0 | 142 | 12 | battery_power_limited
1 | 6.72 | 100 | 227.46 | 176.58 | 113.73 | 797518 | 119628 | 5451 | 99.95 | 92.93 | 11740015 | 1.0404 | 509 | 1732.5514 | 730.9 | 4291 | 0 | 102 | 18 | battery_power_limited
1 | 6.73 | 100 | 232.62 | 180.58 | 116.31 | 782641 | 117396 | 5459 | 99.95 | 93.06 | 11993095 | 1.0628 | 516 | 1760.0836 | 753.9 | 4316 | 0 | 102 | 18 | battery_power_limited
1 | 6.74 | 100 | 237.77 | 184.58 | 118.89 | 767765 | 115165 | 5467 | 99.95 | 93.2 | 12246170 | 1.0852 | 534 | 1821.5671 | 769 | 4411 | 0 | 101 | 18 | battery_power_limited
1 | 6.75 | 60 | 15 | 11.64 | 7.5 | 4708971 | 706346 | 4374461 | 60.05 | 58.27 | 1829352 | 0.1621 | 4 | 39.3795 | 16 | 177 | 0 | 15 | 12 | battery_power_limited
1 | 6.75 | 70 | 15 | 11.64 | 7.5 | 3707143 | 556071 | 3279477 | 70.05 | 67.15 | 1679077 | 0.1488 | 4 | 39.3795 | 16 | 177 | 0 | 15 | 12 | battery_power_limited
1 | 6.75 | 80 | 15 | 11.64 | 7.5 | 2718920 | 407838 | 2184493 | 80.05 | 75.91 | 1530844 | 0.1357 | 4 | 39.3795 | 16 | 177 | 0 | 15 | 12 | battery_power_limited
1 | 6.75 | 90 | 15 | 11.64 | 7.5 | 1730697 | 259605 | 1089509 | 90.05 | 84.66 | 1382611 | 0.1225 | 4 | 39.3795 | 16 | 177 | 0 | 15 | 12 | battery_power_limited
1 | 6.75 | 100 | 242.93 | 188.58 | 121.46 | 752890 | 112933 | 5475 | 99.95 | 93.33 | 12499231 | 1.1077 | 545 | 1851.1164 | 790 | 4440 | 0 | 102 | 12 | battery_power_limited
1 | 6.76 | 100 | 248.08 | 192.58 | 124.04 | 738016 | 110702 | 5483 | 99.95 | 93.46 | 12752283 | 1.1301 | 560 | 1914.9952 | 807 | 4553 | 0 | 101 | 18 | battery_power_limited
1 | 6.77 | 100 | 253.23 | 196.58 | 126.62 | 723146 | 108472 | 5491 | 99.95 | 93.59 | 13005299 | 1.1525 | 582 | 1961.4692 | 826.9 | 4613 | 0 | 101 | 18 | battery_power_limited
1 | 6.78 | 100 | 258.39 | 200.59 | 129.19 | 708277 | 106241 | 5499 | 99.95 | 93.72 | 13258304 | 1.1749 | 595 | 1997.4795 | 849.8 | 4641 | 0 | 101 | 12 | battery_power_limited
1 | 6.79 | 100 | 263.54 | 204.59 | 131.77 | 693408 | 104011 | 5507 | 99.95 | 93.86 | 13511309 | 1.1973 | 612 | 2029.0815 | 871.8 | 4676 | 0 | 101 | 18 | battery_power_limited
1 | 6.8 | 60 | 15 | 11.64 | 7.5 | 4660265 | 699040 | 4406865 | 60.05 | 58.7 | 1824874 | 0.1617 | 4 | 39.8068 | 16 | 177 | 0 | 15 | 12 | battery_power_limited
1 | 6.8 | 70 | 15 | 11.64 | 7.5 | 3654677 | 548202 | 3303770 | 70.05 | 67.61 | 1674035 | 0.1484 | 4 | 39.8068 | 16 | 177 | 0 | 15 | 12 | battery_power_limited
1 | 6.8 | 80 | 15 | 11.64 | 7.5 | 2659134 | 398870 | 2200675 | 80.05 | 76.44 | 1524704 | 0.1351 | 4 | 39.8068 | 16 | 177 | 0 | 15 | 12 | battery_power_limited
1 | 6.8 | 90 | 15 | 11.64 | 7.5 | 1663590 | 249539 | 1097580 | 90.05 | 85.26 | 1375372 | 0.1219 | 4 | 39.8068 | 16 | 177 | 0 | 15 | 12 | battery_power_limited
1 | 6.8 | 100 | 268.69 | 208.59 | 134.35 | 678540 | 101781 | 5515 | 99.95 | 93.99 | 13764314 | 1.2198 | 633 | 2075.4329 | 899.8 | 4725 | 0 | 101 | 18 | battery_power_limited
1 | 6.81 | 100 | 273.85 | 212.59 | 136.92 | 663672 | 99551 | 5524 | 99.95 | 94.12 | 14017346 | 1.2422 | 659 | 2109.6027 | 916.9 | 4758 | 0 | 99 | 18 | battery_power_limited
1 | 6.82 | 100 | 279 | 216.59 | 139.5 | 648806 | 97321 | 5532 | 99.95 | 94.25 | 14270312 | 1.2646 | 680 | 2209.9589 | 947.9 | 4984 | 0 | 99 | 18 | battery_power_limited
1 | 6.83 | 100 | 284.15 | 220.59 | 142.08 | 633940 | 95091 | 5540 | 99.95 | 94.38 | 14523274 | 1.287 | 754 | 2246.3041 | 981.8 | 5009 | 0 | 99 | 18 | battery_power_limited
1 | 6.84 | 100 | 289.31 | 224.59 | 144.65 | 619075 | 92861 | 5548 | 99.95 | 94.51 | 14776235 | 1.3094 | 779 | 2316.8356 | 1006 | 5135 | 0 | 101 | 18 | battery_power_limited
1 | 6.85 | 60 | 15 | 11.64 | 7.5 | 4611558 | 691734 | 4439268 | 60.05 | 59.13 | 1820395 | 0.1613 | 4 | 40.2452 | 16 | 178 | 0 | 15 | 12 | battery_power_limited
1 | 6.85 | 70 | 15 | 11.64 | 7.5 | 3602230 | 540334 | 3328062 | 70.05 | 68.08 | 1668996 | 0.1479 | 4 | 40.2452 | 16 | 178 | 0 | 15 | 12 | battery_power_limited
1 | 6.85 | 80 | 15 | 11.64 | 7.5 | 2599366 | 389905 | 2216856 | 80.05 | 76.96 | 1518567 | 0.1346 | 4 | 40.2452 | 16 | 178 | 0 | 15 | 12 | battery_power_limited
1 | 6.85 | 90 | 15 | 11.64 | 7.5 | 1610173 | 241526 | 1110773 | 90 | 85.73 | 1370188 | 0.1214 | 4 | 40.2452 | 16 | 178 | 0 | 15 | 12 | battery_power_limited
1 | 6.85 | 100 | 294.46 | 228.59 | 147.23 | 604210 | 90631 | 5556 | 99.95 | 94.65 | 15029196 | 1.3319 | 801 | 2373.4377 | 1022.9 | 5224 | 0 | 101 | 18 | battery_power_limited
1 | 6.86 | 100 | 299.61 | 232.59 | 149.81 | 589346 | 88402 | 5564 | 99.95 | 94.78 | 15282155 | 1.3543 | 826 | 2417.9603 | 1055 | 5269 | 0 | 101 | 18 | battery_power_limited
1 | 6.87 | 100 | 304.76 | 236.59 | 152.38 | 574483 | 86172 | 5572 | 99.95 | 94.91 | 15535079 | 1.3767 | 849 | 2478.689 | 1077.9 | 5349 | 0 | 99 | 18 | battery_power_limited
1 | 6.88 | 100 | 309.92 | 240.59 | 154.96 | 559621 | 83943 | 5580 | 99.95 | 95.04 | 15788001 | 1.3991 | 875 | 2546.2527 | 1100.9 | 5437 | 0 | 99 | 18 | battery_power_limited
1 | 6.89 | 100 | 315.07 | 244.58 | 157.53 | 544760 | 81714 | 5588 | 99.95 | 95.17 | 16040883 | 1.4215 | 945 | 2613.4438 | 1177.8 | 5468 | 0 | 143 | 18 | battery_power_limited
1 | 6.9 | 60 | 15 | 11.64 | 7.5 | 4562852 | 684428 | 4471672 | 60.05 | 59.56 | 1815917 | 0.1609 | 4 | 40.9055 | 16 | 178 | 0 | 15 | 12 | battery_power_limited
1 | 6.9 | 70 | 15 | 11.64 | 7.5 | 3549803 | 532470 | 3352354 | 70.05 | 68.54 | 1663960 | 0.1475 | 4 | 40.9055 | 16 | 178 | 0 | 15 | 12 | battery_power_limited
1 | 6.9 | 80 | 15 | 11.64 | 7.5 | 2539620 | 380943 | 2233037 | 80.05 | 77.49 | 1512432 | 0.134 | 4 | 40.9055 | 16 | 178 | 0 | 15 | 12 | battery_power_limited
1 | 6.9 | 90 | 15.16 | 11.77 | 7.58 | 1556969 | 233545 | 1124914 | 89.95 | 86.2 | 1372734 | 0.1216 | 5 | 41.937 | 16 | 178 | 0 | 15 | 12 | battery_power_limited
1 | 6.9 | 100 | 320.22 | 248.58 | 160.11 | 529900 | 79485 | 5597 | 99.95 | 95.3 | 16293754 | 1.4439 | 971 | 2657.9301 | 1209 | 5492 | 0 | 142 | 18 | battery_power_limited
1 | 6.91 | 100 | 325.37 | 252.58 | 162.68 | 515041 | 77256 | 5605 | 99.95 | 95.44 | 16546626 | 1.4663 | 1044 | 2768.3753 | 1282 | 5542 | 0 | 114 | 18 | battery_power_limited
1 | 6.92 | 100 | 330.52 | 256.58 | 165.26 | 500182 | 75027 | 5613 | 99.95 | 95.57 | 16799489 | 1.4887 | 1061 | 2805.1555 | 1310 | 5572 | 0 | 114 | 18 | battery_power_limited
1 | 6.93 | 100 | 335.67 | 260.58 | 167.83 | 485324 | 72799 | 5621 | 99.95 | 95.7 | 17052352 | 1.5112 | 1073 | 2836.4171 | 1332 | 5597 | 0 | 115 | 12 | battery_power_limited
1 | 6.94 | 100 | 341.43 | 265.05 | 170.72 | 470465 | 70570 | 5629 | 99.95 | 95.83 | 17335525 | 1.5362 | 1090 | 2968.1747 | 1362.8 | 5831 | 0 | 114 | 18 | battery_power_limited
1 | 6.95 | 60 | 15 | 11.64 | 7.5 | 4514897 | 677235 | 4504075 | 60.05 | 59.99 | 1811552 | 0.1605 | 4 | 41.287 | 16 | 178 | 0 | 15 | 12 | battery_power_limited
1 | 6.95 | 70 | 15 | 11.64 | 7.5 | 3497393 | 524609 | 3376647 | 70.05 | 69.01 | 1658926 | 0.147 | 4 | 41.287 | 16 | 178 | 0 | 15 | 12 | battery_power_limited
1 | 6.95 | 80 | 15 | 11.64 | 7.5 | 2479889 | 371983 | 2249219 | 80.05 | 78.02 | 1506301 | 0.1335 | 4 | 41.287 | 16 | 178 | 0 | 15 | 12 | battery_power_limited
1 | 6.95 | 90 | 15.53 | 12.06 | 7.77 | 1490400 | 223560 | 1133065 | 89.95 | 86.79 | 1384221 | 0.1227 | 5 | 45.2863 | 17 | 224 | 0 | 15 | 12 | battery_power_limited
1 | 6.95 | 100 | 347.35 | 269.64 | 173.67 | 455606 | 68341 | 5637 | 99.95 | 95.96 | 17626115 | 1.562 | 1112 | 3106.4603 | 1405.5 | 6007 | 0 | 114 | 18 | battery_power_limited
1 | 6.96 | 100 | 353.26 | 274.24 | 176.63 | 440748 | 66112 | 5645 | 99.95 | 96.09 | 17916705 | 1.5877 | 1186 | 3192.3466 | 1527.7 | 6098 | 0 | 103 | 18 | battery_power_limited
1 | 6.97 | 100 | 359.18 | 278.83 | 179.59 | 425891 | 63884 | 5653 | 99.95 | 96.23 | 18207296 | 1.6135 | 1208 | 3273.1247 | 1572.6 | 6222 | 0 | 102 | 18 | battery_power_limited
1 | 6.98 | 100 | 365.09 | 283.42 | 182.54 | 411034 | 61655 | 5661 | 99.95 | 96.36 | 18497887 | 1.6393 | 1231 | 4082.6021 | 1595.7 | 7902 | 0 | 101 | 18 | battery_power_limited
1 | 6.99 | 100 | 371 | 288.01 | 185.5 | 396179 | 59427 | 5670 | 99.95 | 96.49 | 18788450 | 1.665 | 1261 | 4337.811 | 1616.4 | 8252 | 0 | 102 | 18 | battery_power_limited
1 | 7 | 60 | 15 | 11.64 | 7.5 | 4469821 | 670473 | 4536478 | 60.05 | 60.39 | 1807618 | 0.1602 | 4 | 41.6233 | 16 | 179 | 0 | 15 | 12 | battery_power_limited
1 | 7 | 70 | 15 | 11.64 | 7.5 | 3444997 | 516750 | 3400939 | 70.05 | 69.47 | 1653895 | 0.1466 | 4 | 41.6233 | 16 | 179 | 0 | 15 | 12 | battery_power_limited
1 | 7 | 80 | 15 | 11.64 | 7.5 | 2420173 | 363026 | 2265400 | 80.05 | 78.55 | 1500171 | 0.1329 | 4 | 41.6233 | 16 | 179 | 0 | 15 | 12 | battery_power_limited
1 | 7 | 90 | 15.88 | 12.33 | 7.94 | 1427448 | 214117 | 1141217 | 89.95 | 87.35 | 1394787 | 0.1236 | 5 | 49.5459 | 18 | 282 | 0 | 15 | 12 | battery_power_limited
1 | 7 | 100 | 376.92 | 292.6 | 188.46 | 381327 | 57199 | 5678 | 99.95 | 96.62 | 19078976 | 1.6907 | 1281 | 4426.487 | 1641.4 | 8360 | 0 | 102 | 18 | battery_power_limited
1 | 7.01 | 100 | 382.83 | 297.19 | 191.41 | 366475 | 54971 | 5686 | 99.95 | 96.75 | 19369494 | 1.7165 | 1304 | 4500.3801 | 1692.4 | 8451 | 0 | 101 | 18 | battery_power_limited
1 | 7.02 | 100 | 388.74 | 301.78 | 194.37 | 351623 | 52743 | 5694 | 99.95 | 96.88 | 19660012 | 1.7422 | 1348 | 4593.5274 | 1725.4 | 8589 | 0 | 99 | 18 | battery_power_limited
1 | 7.03 | 100 | 394.65 | 306.37 | 197.33 | 336772 | 50516 | 5702 | 99.95 | 97.02 | 19950529 | 1.768 | 1372 | 4637.7911 | 1759.7 | 8641 | 0 | 102 | 18 | battery_power_limited
1 | 7.04 | 100 | 400.57 | 310.96 | 200.28 | 321921 | 48288 | 5710 | 99.95 | 97.15 | 20241033 | 1.7937 | 1386 | 4701.1733 | 1799.9 | 8712 | 0 | 102 | 12 | battery_power_limited
1 | 7.05 | 60 | 15 | 11.64 | 7.5 | 4424770 | 663715 | 4568882 | 60.05 | 60.79 | 1803688 | 0.1598 | 4 | 42.0637 | 16 | 179 | 0 | 15 | 12 | battery_power_limited
1 | 7.05 | 70 | 15 | 11.64 | 7.5 | 3392626 | 508894 | 3425232 | 70.05 | 69.94 | 1648867 | 0.1461 | 4 | 42.0637 | 16 | 179 | 0 | 15 | 12 | battery_power_limited
1 | 7.05 | 80 | 15 | 11.64 | 7.5 | 2360482 | 354072 | 2281582 | 80.05 | 79.08 | 1494045 | 0.1324 | 4 | 42.0637 | 16 | 179 | 0 | 15 | 12 | battery_power_limited
1 | 7.05 | 90 | 16.44 | 12.76 | 8.22 | 1354952 | 203243 | 1149368 | 89.95 | 87.99 | 1414334 | 0.1253 | 6 | 58.5911 | 19 | 347 | 0 | 15 | 12 | battery_power_limited
1 | 7.05 | 100 | 406.48 | 315.55 | 203.24 | 307072 | 46061 | 5718 | 99.95 | 97.28 | 20531521 | 1.8195 | 1410 | 4744.0945 | 1836.9 | 8760 | 0.00068493 | 102 | 12 | battery_power_limited
1 | 7.06 | 100 | 412.39 | 320.14 | 206.19 | 292224 | 43834 | 5726 | 99.95 | 97.41 | 20822008 | 1.8452 | 1451 | 4792.9363 | 1865.5 | 8760 | 0.0041096 | 99 | 18 | battery_power_limited
1 | 7.07 | 100 | 418.3 | 324.73 | 209.15 | 277377 | 41607 | 5734 | 99.95 | 97.54 | 21112489 | 1.871 | 1475 | 4839.4089 | 1921.4 | 8760 | 0.0089041 | 99 | 18 | battery_power_limited
1 | 7.08 | 100 | 424.21 | 329.32 | 212.11 | 262531 | 39380 | 5743 | 99.95 | 97.67 | 21402970 | 1.8967 | 1716 | 4939.3938 | 2168.7 | 8760 | 0.017123 | 106 | 18 | battery_power_limited
1 | 7.09 | 100 | 430.13 | 333.9 | 215.06 | 247686 | 37153 | 5751 | 99.95 | 97.81 | 21693451 | 1.9224 | 1761 | 5005.7863 | 2201 | 8760 | 0.026027 | 101 | 18 | battery_power_limited
1 | 7.1 | 60 | 15 | 11.64 | 7.5 | 4379742 | 656961 | 4601285 | 60.05 | 61.19 | 1799762 | 0.1595 | 5 | 44.0521 | 16 | 276 | 0 | 15 | 12 | battery_power_limited
1 | 7.1 | 70 | 15 | 11.64 | 7.5 | 3340278 | 501042 | 3449524 | 70.05 | 70.4 | 1643843 | 0.1457 | 5 | 44.0521 | 16 | 276 | 0 | 15 | 12 | battery_power_limited
1 | 7.1 | 80 | 15 | 11.64 | 7.5 | 2300814 | 345122 | 2297763 | 80.05 | 79.61 | 1487923 | 0.1319 | 5 | 44.0521 | 16 | 276 | 0 | 15 | 12 | battery_power_limited
1 | 7.1 | 90 | 16.91 | 13.13 | 8.45 | 1289786 | 193468 | 1157520 | 89.95 | 88.57 | 1430644 | 0.1268 | 6 | 62.8171 | 21 | 348 | 0 | 259 | 6 | battery_power_limited
1 | 7.1 | 100 | 436.04 | 338.49 | 218.02 | 232841 | 34926 | 5759 | 99.95 | 97.94 | 21983925 | 1.9482 | 1781 | 5151.026 | 2322.4 | 8760 | 0.042466 | 103 | 18 | battery_power_limited
1 | 7.11 | 100 | 449.59 | 349.02 | 224.8 | 217996 | 32699 | 5767 | 99.95 | 98.07 | 22652218 | 2.0074 | 1819 | 5333.9699 | 2478 | 8760 | 0.069863 | 102 | 12 | battery_power_limited
1 | 7.12 | 100 | 466.23 | 361.93 | 233.11 | 203152 | 30473 | 5775 | 99.95 | 98.2 | 23472519 | 2.0801 | 1910 | 5561.9952 | 2583.7 | 8760 | 0.11301 | 102 | 18 | battery_power_limited
1 | 7.13 | 100 | 482.86 | 374.84 | 241.43 | 188309 | 28246 | 5783 | 99.95 | 98.33 | 24292760 | 2.1528 | 1982 | 5696.8507 | 2733.4 | 8760 | 0.13014 | 99 | 18 | battery_power_limited
1 | 7.14 | 100 | 499.49 | 387.75 | 249.74 | 173468 | 26020 | 5791 | 99.95 | 98.46 | 25112876 | 2.2255 | 2240 | 5777.9438 | 2865.5 | 8760 | 0.13767 | 101 | 18 | battery_power_limited
1 | 7.15 | 60 | 15 | 11.64 | 7.5 | 4334732 | 650210 | 4633689 | 60.05 | 61.59 | 1795838 | 0.1591 | 5 | 44.6048 | 16 | 276 | 0 | 15 | 12 | battery_power_limited
1 | 7.15 | 70 | 15 | 11.64 | 7.5 | 3287947 | 493192 | 3473817 | 70.05 | 70.86 | 1638821 | 0.1452 | 5 | 44.6048 | 16 | 276 | 0 | 15 | 12 | battery_power_limited
1 | 7.15 | 80 | 15 | 11.64 | 7.5 | 2241163 | 336174 | 2313945 | 80.05 | 80.14 | 1481803 | 0.1313 | 5 | 44.6048 | 16 | 276 | 0 | 15 | 12 | battery_power_limited
1 | 7.15 | 90 | 17.43 | 13.53 | 8.71 | 1224233 | 183635 | 1165671 | 89.95 | 89.15 | 1449253 | 0.1284 | 6 | 66.774 | 22 | 371 | 0 | 259 | 6 | battery_power_limited
1 | 7.15 | 100 | 516.12 | 400.66 | 258.06 | 158627 | 23794 | 5799 | 99.95 | 98.59 | 25932950 | 2.2981 | 2939 | 6437.9767 | 3802.4 | 8760 | 0.23493 | 71 | 18 | battery_power_limited
1 | 7.16 | 100 | 532.75 | 413.57 | 266.37 | 143788 | 21568 | 5807 | 99.95 | 98.73 | 26752950 | 2.3708 | 4761 | 7570.8966 | 5237.6 | 8760 | 0.46712 | 343 | 18 | battery_power_limited
1 | 7.17 | 100 | 549.37 | 426.48 | 274.69 | 128949 | 19342 | 5816 | 99.95 | 98.86 | 27572911 | 2.4435 | 4874 | 7777.5062 | 5475.7 | 8760 | 0.52192 | 344 | 6 | battery_power_limited
1 | 7.18 | 100 | 566 | 439.38 | 283 | 114111 | 17117 | 5824 | 99.95 | 98.99 | 28392861 | 2.5161 | 5161 | 7872.1075 | 5706.9 | 8760 | 0.54247 | 344 | 0 | battery_power_limited
1 | 7.19 | 100 | 582.62 | 452.29 | 291.31 | 99273 | 14891 | 5832 | 99.95 | 99.12 | 29212811 | 2.5888 | 5573 | 8164.9877 | 6407.4 | 8760 | 0.63151 | 315 | 18 | battery_power_limited
1 | 7.2 | 60 | 15 | 11.64 | 7.5 | 4289744 | 643462 | 4666092 | 60.05 | 61.99 | 1791918 | 0.1588 | 5 | 48.8021 | 16 | 322 | 0 | 15 | 12 | battery_power_limited
1 | 7.2 | 70 | 15 | 11.64 | 7.5 | 3235639 | 485346 | 3498109 | 70.05 | 71.33 | 1633802 | 0.1448 | 5 | 48.8021 | 16 | 322 | 0 | 15 | 12 | battery_power_limited
1 | 7.2 | 80 | 15 | 11.64 | 7.5 | 2181534 | 327230 | 2330126 | 80.05 | 80.67 | 1475687 | 0.1308 | 5 | 48.8021 | 16 | 322 | 0 | 15 | 12 | battery_power_limited
1 | 7.2 | 90 | 17.98 | 13.96 | 8.99 | 1158544 | 173782 | 1173823 | 89.95 | 89.73 | 1469542 | 0.1302 | 6 | 72.6705 | 24 | 372 | 0 | 259 | 6 | battery_power_limited
1 | 7.2 | 100 | 600.21 | 465.94 | 300.11 | 84436 | 12665 | 5840 | 99.95 | 99.25 | 30080300 | 2.6657 | 5869 | 8279.6658 | 6737.4 | 8760 | 0.66918 | 315 | 18 | battery_power_limited
1 | 7.21 | 100 | 619.18 | 480.67 | 309.59 | 69599 | 10440 | 5848 | 99.95 | 99.38 | 31016003 | 2.7486 | 8760 | 8760 | 8760 | 8760 | 1 | 1 | 0
1 | 7.22 | 100 | 638.15 | 495.39 | 319.07 | 54763 | 8215 | 5856 | 99.95 | 99.51 | 31951682 | 2.8315 | 8760 | 8760 | 8760 | 8760 | 1 | 1 | 0
1 | 7.23 | 100 | 657.12 | 510.12 | 328.56 | 39929 | 5989 | 5864 | 99.95 | 99.65 | 32887265 | 2.9144 | 8760 | 8760 | 8760 | 8760 | 1 | 1 | 0
1 | 7.24 | 100 | 676.08 | 524.84 | 338.04 | 25094 | 3764 | 5872 | 99.95 | 99.78 | 33822814 | 2.9973 | 8760 | 8760 | 8760 | 8760 | 1 | 1 | 0
1 | 7.25 | 60 | 15 | 11.64 | 7.5 | 4244772 | 636716 | 4698495 | 60.05 | 62.38 | 1788000 | 0.1584 | 5 | 49.6651 | 16 | 323 | 0 | 15 | 12 | battery_power_limited
1 | 7.25 | 70 | 15 | 11.64 | 7.5 | 3183347 | 477502 | 3522401 | 70.05 | 71.79 | 1628786 | 0.1443 | 5 | 49.6651 | 16 | 323 | 0 | 15 | 12 | battery_power_limited
1 | 7.25 | 80 | 15 | 11.64 | 7.5 | 2121922 | 318288 | 2346307 | 80.05 | 81.2 | 1469573 | 0.1302 | 5 | 49.6651 | 16 | 323 | 0 | 15 | 12 | battery_power_limited
1 | 7.25 | 90 | 18.49 | 14.35 | 9.25 | 1103142 | 165471 | 1181974 | 89.95 | 90.22 | 1489285 | 0.132 | 6 | 82.374 | 25 | 516 | 0 | 259 | 6 | battery_power_limited
1 | 7.25 | 100 | 695.05 | 539.56 | 347.52 | 10260 | 1539 | 5880 | 99.95 | 99.91 | 34758333 | 3.0802 | 8760 | 8760 | 8760 | 8760 | 1 | 1 | 0
1 | 7.26 | 90 | 18.72 | 14.54 | 9.36 | 1080706 | 162106 | 1183605 | 89.95 | 90.42 | 1497989 | 0.1327 | 7 | 87.4596 | 25 | 588 | 0 | 259 | 6 | battery_power_limited
1 | 7.27 | 90 | 18.86 | 14.64 | 9.43 | 1067719 | 160158 | 1185235 | 89.95 | 90.54 | 1503132 | 0.1332 | 7 | 87.9644 | 26 | 588 | 0 | 259 | 6 | battery_power_limited
1 | 7.28 | 90 | 18.98 | 14.73 | 9.49 | 1055059 | 158259 | 1186865 | 89.95 | 90.65 | 1507962 | 0.1336 | 7 | 97.9295 | 26 | 735 | 0 | 259 | 6 | battery_power_limited
1 | 7.29 | 90 | 19.11 | 14.83 | 9.55 | 1042615 | 156392 | 1188496 | 89.95 | 90.76 | 1512847 | 0.1341 | 7 | 99.211 | 26 | 735 | 0 | 259 | 6 | battery_power_limited
1 | 7.3 | 60 | 15 | 11.64 | 7.5 | 4199820 | 629973 | 4730899 | 60.05 | 62.78 | 1784085 | 0.1581 | 5 | 50.2705 | 16 | 323 | 0 | 15 | 12 | battery_power_limited
1 | 7.3 | 70 | 15 | 11.64 | 7.5 | 3131075 | 469661 | 3546694 | 70.05 | 72.25 | 1623774 | 0.1439 | 5 | 50.2705 | 16 | 323 | 0 | 15 | 12 | battery_power_limited
1 | 7.3 | 80 | 15 | 11.64 | 7.5 | 2062330 | 309350 | 2362489 | 80.05 | 81.72 | 1463462 | 0.1297 | 5 | 50.2705 | 16 | 323 | 0 | 15 | 12 | battery_power_limited
1 | 7.3 | 90 | 19.22 | 14.92 | 9.61 | 1038314 | 155747 | 1190126 | 89.95 | 90.8 | 1518193 | 0.1345 | 7 | 103.9123 | 27 | 735 | 0 | 259 | 6 | battery_power_limited
1 | 7.31 | 90 | 19.4 | 15.06 | 9.7 | 1016717 | 152508 | 1191756 | 89.95 | 90.99 | 1524568 | 0.1351 | 7 | 106.2582 | 27 | 735 | 0 | 259 | 6 | battery_power_limited
1 | 7.32 | 90 | 19.19 | 14.9 | 9.6 | 1018998 | 152850 | 1193387 | 89.95 | 90.97 | 1515162 | 0.1343 | 7 | 105.7205 | 27 | 735 | 0 | 259 | 6 | battery_power_limited
1 | 7.33 | 90 | 19.64 | 15.25 | 9.82 | 1000820 | 150123 | 1195017 | 89.95 | 91.13 | 1535178 | 0.136 | 7 | 108.0945 | 28 | 735 | 0 | 259 | 6 | battery_power_limited
1 | 7.34 | 90 | 19.6 | 15.21 | 9.8 | 991899 | 148785 | 1196647 | 89.95 | 91.21 | 1532332 | 0.1358 | 7 | 108.1521 | 28 | 735 | 0 | 259 | 6 | battery_power_limited
1 | 7.35 | 60 | 15 | 11.64 | 7.5 | 4154888 | 623233 | 4763302 | 60.05 | 63.18 | 1780173 | 0.1578 | 5 | 50.8062 | 17 | 323 | 0 | 15 | 12 | battery_power_limited
1 | 7.35 | 70 | 15 | 11.64 | 7.5 | 3078823 | 461823 | 3570986 | 70.05 | 72.72 | 1618763 | 0.1435 | 5 | 50.8062 | 17 | 323 | 0 | 15 | 12 | battery_power_limited
1 | 7.35 | 80 | 15 | 11.64 | 7.5 | 2002757 | 300414 | 2378670 | 80.05 | 82.25 | 1457354 | 0.1291 | 5 | 50.8062 | 17 | 323 | 0 | 15 | 12 | battery_power_limited
1 | 7.35 | 90 | 19.66 | 15.26 | 9.83 | 980466 | 147070 | 1198278 | 89.95 | 91.31 | 1534393 | 0.136 | 7 | 108.3658 | 28 | 735 | 0 | 259 | 6 | battery_power_limited
1 | 7.36 | 90 | 19.92 | 15.46 | 9.96 | 966469 | 144970 | 1199908 | 89.95 | 91.44 | 1545594 | 0.137 | 7 | 110.9116 | 28 | 735 | 0 | 259 | 6 | battery_power_limited
1 | 7.37 | 90 | 19.98 | 15.51 | 9.99 | 954151 | 143123 | 1201538 | 89.95 | 91.54 | 1547497 | 0.1371 | 7 | 111.8123 | 28 | 735 | 0 | 259 | 6 | battery_power_limited
1 | 7.38 | 90 | 20.2 | 15.68 | 10.1 | 941912 | 141287 | 1203168 | 89.95 | 91.65 | 1556779 | 0.138 | 7 | 118.3 | 29 | 735 | 0 | 259 | 6 | battery_power_limited
1 | 7.39 | 90 | 20.55 | 15.95 | 10.28 | 923363 | 138505 | 1204799 | 89.95 | 91.82 | 1572006 | 0.1393 | 7 | 119.2178 | 30 | 735 | 0 | 259 | 6 | battery_power_limited
1 | 7.4 | 60 | 15 | 11.64 | 7.5 | 4109970 | 616496 | 4795706 | 60.05 | 63.58 | 1776263 | 0.1574 | 5 | 51.9137 | 17 | 323 | 0 | 15 | 12 | battery_power_limited
1 | 7.4 | 70 | 15 | 11.64 | 7.5 | 3026585 | 453988 | 3595279 | 70.05 | 73.18 | 1613756 | 0.143 | 5 | 51.9137 | 17 | 323 | 0 | 15 | 12 | battery_power_limited
1 | 7.4 | 80 | 15 | 11.64 | 7.5 | 1943200 | 291480 | 2394852 | 80.05 | 82.78 | 1451248 | 0.1286 | 5 | 51.9137 | 17 | 323 | 0 | 15 | 12 | battery_power_limited
1 | 7.4 | 90 | 20.7 | 16.07 | 10.35 | 910822 | 136623 | 1206429 | 89.95 | 91.93 | 1578056 | 0.1398 | 7 | 123.1034 | 30.9 | 735 | 0 | 259 | 6 | battery_power_limited
1 | 7.41 | 90 | 20.7 | 16.07 | 10.35 | 903719 | 135558 | 1208059 | 89.95 | 91.99 | 1577672 | 0.1398 | 7 | 123.1384 | 30.9 | 735 | 0 | 259 | 6 | battery_power_limited
1 | 7.42 | 90 | 20.91 | 16.23 | 10.45 | 890456 | 133568 | 1209690 | 89.95 | 92.11 | 1586310 | 0.1406 | 7 | 128.4849 | 32 | 735 | 0 | 259 | 6 | battery_power_limited
1 | 7.43 | 90 | 21.11 | 16.39 | 10.56 | 875984 | 131398 | 1211320 | 89.95 | 92.24 | 1594887 | 0.1413 | 7 | 129.1014 | 32 | 735 | 0 | 259 | 6 | battery_power_limited
1 | 7.44 | 90 | 21.29 | 16.52 | 10.64 | 864349 | 129652 | 1212950 | 89.95 | 92.34 | 1602292 | 0.142 | 7 | 130.2856 | 33 | 735 | 0 | 259 | 6 | battery_power_limited
1 | 7.45 | 60 | 15 | 11.64 | 7.5 | 4065074 | 609761 | 4828109 | 60.05 | 63.98 | 1772357 | 0.1571 | 5 | 52.1377 | 17 | 323 | 0 | 15 | 12 | battery_power_limited
1 | 7.45 | 70 | 15 | 11.64 | 7.5 | 2974369 | 446155 | 3619571 | 70.05 | 73.64 | 1608751 | 0.1426 | 5 | 52.1377 | 17 | 323 | 0 | 15 | 12 | battery_power_limited
1 | 7.45 | 80 | 15 | 11.64 | 7.5 | 1883663 | 282549 | 2411033 | 80.05 | 83.31 | 1445145 | 0.1281 | 5 | 52.1377 | 17 | 323 | 0 | 15 | 12 | battery_power_limited
1 | 7.45 | 90 | 21.49 | 16.68 | 10.74 | 851701 | 127755 | 1214581 | 89.95 | 92.45 | 1610932 | 0.1428 | 7 | 134.3568 | 33 | 735 | 0 | 259 | 6 | battery_power_limited
1 | 7.46 | 90 | 21.53 | 16.71 | 10.76 | 840787 | 126118 | 1216211 | 89.95 | 92.55 | 1611888 | 0.1428 | 7 | 134.4664 | 33 | 735 | 0 | 259 | 6 | battery_power_limited
1 | 7.47 | 90 | 22.06 | 17.13 | 11.03 | 819700 | 122955 | 1217841 | 89.95 | 92.74 | 1635691 | 0.145 | 7 | 138.3603 | 34 | 742 | 0 | 259 | 6 | battery_power_limited
1 | 7.48 | 90 | 22.1 | 17.16 | 11.05 | 812567 | 121885 | 1219472 | 89.95 | 92.8 | 1636988 | 0.1451 | 8 | 139.0897 | 34 | 742 | 0 | 259 | 6 | battery_power_limited
1 | 7.49 | 90 | 22.38 | 17.37 | 11.19 | 800021 | 120003 | 1221102 | 89.95 | 92.91 | 1649335 | 0.1462 | 8 | 139.9075 | 35 | 742 | 0 | 259 | 6 | battery_power_limited
1 | 7.5 | 60 | 15 | 11.64 | 7.5 | 4020195 | 603029 | 4860513 | 60.05 | 64.37 | 1768453 | 0.1567 | 5 | 52.5493 | 17 | 323 | 0 | 15 | 12 | battery_power_limited
1 | 7.5 | 70 | 15 | 11.64 | 7.5 | 2922169 | 438325 | 3643864 | 70.05 | 74.1 | 1603749 | 0.1421 | 5 | 52.5493 | 17 | 323 | 0 | 15 | 12 | battery_power_limited
1 | 7.5 | 80 | 15 | 11.64 | 7.5 | 1824144 | 273622 | 2427215 | 80.05 | 83.83 | 1439045 | 0.1275 | 5 | 52.5493 | 17 | 323 | 0 | 15 | 12 | battery_power_limited
1 | 7.5 | 90 | 22.67 | 17.6 | 11.34 | 787244 | 118087 | 1222732 | 89.95 | 93.02 | 1662594 | 0.1473 | 8 | 144.9123 | 35 | 742 | 0 | 259 | 6 | battery_power_limited
1 | 7.51 | 90 | 22.81 | 17.7 | 11.4 | 774987 | 116248 | 1224362 | 89.95 | 93.13 | 1667976 | 0.1478 | 8 | 146.0651 | 36 | 742 | 0 | 259 | 6 | battery_power_limited
1 | 7.52 | 90 | 23.03 | 17.88 | 11.52 | 762037 | 114305 | 1225993 | 89.95 | 93.25 | 1677747 | 0.1487 | 8 | 149.1678 | 36 | 742 | 0 | 259 | 6 | battery_power_limited
1 | 7.53 | 90 | 23.22 | 18.03 | 11.61 | 750795 | 112619 | 1227623 | 89.95 | 93.35 | 1685914 | 0.1494 | 8 | 149.7 | 36 | 742 | 0 | 259 | 6 | battery_power_limited
1 | 7.54 | 90 | 23.56 | 18.29 | 11.78 | 731440 | 109716 | 1229253 | 89.95 | 93.52 | 1700379 | 0.1507 | 8 | 153.5178 | 37 | 748 | 0 | 259 | 6 | battery_power_limited
1 | 7.55 | 60 | 15 | 11.64 | 7.5 | 3975334 | 596300 | 4892916 | 60.05 | 64.77 | 1764551 | 0.1564 | 5 | 53.1274 | 17 | 323 | 0 | 15 | 12 | battery_power_limited
1 | 7.55 | 70 | 15 | 11.64 | 7.5 | 2869988 | 430498 | 3668156 | 70.05 | 74.57 | 1598750 | 0.1417 | 5 | 53.1274 | 17 | 323 | 0 | 15 | 12 | battery_power_limited
1 | 7.55 | 80 | 15 | 11.64 | 7.5 | 1764642 | 264696 | 2443396 | 80.05 | 84.36 | 1432948 | 0.127 | 5 | 53.1274 | 17 | 323 | 0 | 15 | 12 | battery_power_limited
1 | 7.55 | 90 | 23.44 | 18.2 | 11.72 | 727409 | 109111 | 1230884 | 89.95 | 93.55 | 1694591 | 0.1502 | 8 | 152.1712 | 37 | 748 | 0 | 259 | 6 | battery_power_limited
1 | 7.56 | 90 | 23.9 | 18.55 | 11.95 | 713114 | 106967 | 1232514 | 89.95 | 93.68 | 1715518 | 0.152 | 8 | 169.0342 | 39 | 748 | 0 | 259 | 6 | battery_power_limited
1 | 7.57 | 90 | 23.96 | 18.6 | 11.98 | 702569 | 105385 | 1234144 | 89.95 | 93.77 | 1717593 | 0.1522 | 8 | 169.4918 | 39 | 748 | 0 | 259 | 6 | battery_power_limited
1 | 7.58 | 90 | 24.55 | 19.06 | 12.27 | 686967 | 103045 | 1235775 | 89.95 | 93.91 | 1744765 | 0.1546 | 8 | 173.4281 | 40 | 748 | 0 | 259 | 6 | battery_power_limited
1 | 7.59 | 90 | 24.67 | 19.15 | 12.34 | 676220 | 101433 | 1237405 | 89.95 | 94.01 | 1749981 | 0.1551 | 8 | 173.9685 | 41 | 749 | 0 | 259 | 6 | battery_power_limited
1 | 7.6 | 60 | 15 | 11.64 | 7.5 | 3930496 | 589574 | 4925319 | 60.05 | 65.17 | 1760654 | 0.156 | 5 | 53.813 | 17 | 323 | 0 | 15 | 12 | battery_power_limited
1 | 7.6 | 70 | 15 | 11.64 | 7.5 | 2817830 | 422674 | 3692448 | 70.05 | 75.03 | 1593754 | 0.1412 | 5 | 53.813 | 17 | 323 | 0 | 15 | 12 | battery_power_limited
1 | 7.6 | 80 | 15 | 11.64 | 7.5 | 1705164 | 255775 | 2459578 | 80.05 | 84.89 | 1426854 | 0.1264 | 5 | 53.813 | 17 | 323 | 0 | 15 | 12 | battery_power_limited
1 | 7.6 | 90 | 24.82 | 19.27 | 12.41 | 665147 | 99772 | 1239035 | 89.95 | 94.11 | 1756254 | 0.1556 | 8 | 174.4534 | 41 | 749 | 0 | 259 | 6 | battery_power_limited
1 | 7.61 | 90 | 25.37 | 19.69 | 12.68 | 649480 | 97422 | 1240666 | 89.95 | 94.24 | 1781468 | 0.1579 | 9 | 177.9432 | 42 | 749 | 0 | 259 | 6 | battery_power_limited
1 | 7.62 | 90 | 25.41 | 19.73 | 12.71 | 641089 | 96163 | 1242296 | 89.95 | 94.32 | 1783044 | 0.158 | 9 | 178.2212 | 42 | 749 | 0 | 259 | 6 | battery_power_limited
1 | 7.63 | 90 | 26.06 | 20.23 | 13.03 | 624212 | 93632 | 1243926 | 89.95 | 94.47 | 1812761 | 0.1606 | 9 | 181.2651 | 44 | 749 | 0 | 259 | 6 | battery_power_limited
1 | 7.64 | 90 | 26.03 | 20.2 | 13.01 | 616051 | 92408 | 1245557 | 89.95 | 94.54 | 1810633 | 0.1605 | 9 | 181.3123 | 44 | 749 | 0 | 259 | 6 | battery_power_limited
1 | 7.65 | 60 | 15 | 11.64 | 7.5 | 3885669 | 582850 | 4957723 | 60.05 | 65.57 | 1756757 | 0.1557 | 5 | 55.9267 | 17 | 323 | 0 | 15 | 12 | battery_power_limited
1 | 7.65 | 70 | 15 | 11.64 | 7.5 | 2765682 | 414852 | 3716741 | 70.05 | 75.49 | 1588759 | 0.1408 | 5 | 55.9267 | 17 | 323 | 0 | 15 | 12 | battery_power_limited
1 | 7.65 | 80 | 15 | 11.64 | 7.5 | 1645696 | 246854 | 2475759 | 80.05 | 85.42 | 1420761 | 0.1259 | 5 | 55.9267 | 17 | 323 | 0 | 15 | 12 | battery_power_limited
1 | 7.65 | 90 | 26.36 | 20.47 | 13.18 | 603554 | 90533 | 1247187 | 89.95 | 94.65 | 1825934 | 0.1618 | 9 | 190.1836 | 45 | 749 | 0 | 259 | 6 | battery_power_limited
1 | 7.66 | 90 | 26.85 | 20.84 | 13.42 | 588817 | 88323 | 1248817 | 89.95 | 94.78 | 1848257 | 0.1638 | 9 | 195.0233 | 47 | 749 | 0 | 259 | 6 | battery_power_limited
1 | 7.67 | 90 | 27.19 | 21.11 | 13.6 | 576953 | 86543 | 1250447 | 89.95 | 94.89 | 1864122 | 0.1652 | 9 | 201.1952 | 47 | 749 | 0 | 259 | 6 | battery_power_limited
1 | 7.68 | 90 | 27.61 | 21.43 | 13.8 | 564673 | 84701 | 1252078 | 89.95 | 95 | 1883241 | 0.1669 | 9 | 228.9041 | 48 | 1116 | 0 | 259 | 6 | battery_power_limited
1 | 7.69 | 90 | 27.84 | 21.61 | 13.92 | 554447 | 83167 | 1253708 | 89.95 | 95.09 | 1893953 | 0.1678 | 9 | 229.6315 | 49 | 1116 | 0 | 259 | 6 | battery_power_limited
1 | 7.7 | 60 | 15 | 11.64 | 7.5 | 3840851 | 576128 | 4990126 | 60.05 | 65.96 | 1752863 | 0.1553 | 5 | 56.9267 | 17 | 323 | 0 | 15 | 12 | battery_power_limited
1 | 7.7 | 70 | 15 | 11.64 | 7.5 | 2713545 | 407032 | 3741033 | 70.05 | 75.95 | 1583767 | 0.1404 | 5 | 56.9267 | 17 | 323 | 0 | 15 | 12 | battery_power_limited
1 | 7.7 | 80 | 15 | 11.64 | 7.5 | 1586238 | 237936 | 2491940 | 80.05 | 85.94 | 1414671 | 0.1254 | 5 | 56.9267 | 17 | 323 | 0 | 15 | 12 | battery_power_limited
1 | 7.7 | 90 | 28.23 | 21.91 | 14.11 | 542592 | 81389 | 1255338 | 89.95 | 95.19 | 1911694 | 0.1694 | 11 | 236.9247 | 51 | 1116 | 0 | 259 | 6 | battery_power_limited
1 | 7.71 | 90 | 28.86 | 22.4 | 14.43 | 527122 | 79068 | 1256969 | 89.95 | 95.33 | 1941043 | 0.172 | 11 | 243.8253 | 53 | 1116 | 0 | 259 | 6 | battery_power_limited
1 | 7.72 | 90 | 29.29 | 22.74 | 14.65 | 515171 | 77276 | 1258599 | 89.95 | 95.43 | 1961356 | 0.1738 | 12 | 250.0418 | 54.9 | 1122 | 0 | 259 | 6 | battery_power_limited
1 | 7.73 | 90 | 29.58 | 22.97 | 14.79 | 505483 | 75822 | 1260229 | 89.95 | 95.52 | 1974973 | 0.175 | 12 | 254.489 | 56 | 1122 | 0 | 259 | 6 | battery_power_limited
1 | 7.74 | 90 | 30.05 | 23.33 | 15.02 | 493696 | 74054 | 1261860 | 89.95 | 95.62 | 1996651 | 0.1769 | 12 | 256.7445 | 59 | 1122 | 0 | 259 | 6 | battery_power_limited
1 | 7.75 | 60 | 15 | 11.64 | 7.5 | 3796043 | 569406 | 5022530 | 60.05 | 66.36 | 1748969 | 0.155 | 5 | 57.5562 | 17 | 324 | 0 | 15 | 12 | battery_power_limited
1 | 7.75 | 70 | 15 | 11.64 | 7.5 | 2661416 | 399212 | 3765326 | 70.05 | 76.41 | 1578775 | 0.1399 | 5 | 57.5562 | 17 | 324 | 0 | 15 | 12 | battery_power_limited
1 | 7.75 | 80 | 15 | 11.64 | 7.5 | 1526790 | 229018 | 2508122 | 80.05 | 86.47 | 1408581 | 0.1248 | 5 | 57.5562 | 17 | 324 | 0 | 15 | 12 | battery_power_limited
1 | 7.75 | 90 | 30.76 | 23.88 | 15.38 | 478458 | 71769 | 1263490 | 89.95 | 95.76 | 2029984 | 0.1799 | 13 | 263.7952 | 61 | 1146 | 0 | 259 | 6 | battery_power_limited
1 | 7.76 | 90 | 31.1 | 24.15 | 15.55 | 468832 | 70325 | 1265120 | 89.95 | 95.85 | 2046282 | 0.1813 | 13 | 268.1753 | 62 | 1146 | 0 | 259 | 6 | battery_power_limited
1 | 7.77 | 90 | 31.79 | 24.68 | 15.89 | 454795 | 68219 | 1266751 | 89.95 | 95.97 | 2078414 | 0.1842 | 14 | 269.6966 | 64 | 1147 | 0 | 259 | 6 | battery_power_limited
1 | 7.78 | 90 | 32.45 | 25.19 | 16.22 | 441639 | 66246 | 1268381 | 89.95 | 96.09 | 2109698 | 0.187 | 14 | 276.9493 | 66 | 1147 | 0 | 259 | 6 | battery_power_limited
1 | 7.79 | 90 | 33.01 | 25.62 | 16.5 | 429756 | 64463 | 1270011 | 89.95 | 96.19 | 2136138 | 0.1893 | 15 | 279.7479 | 67 | 1147 | 0 | 259 | 0 | battery_power_limited
1 | 7.8 | 60 | 15 | 11.64 | 7.5 | 3751245 | 562687 | 5054933 | 60.05 | 66.76 | 1745077 | 0.1546 | 5 | 59.2753 | 17 | 324 | 0 | 15 | 12 | battery_power_limited
1 | 7.8 | 70 | 15 | 11.64 | 7.5 | 2609298 | 391395 | 3789618 | 70.05 | 76.88 | 1573785 | 0.1395 | 5 | 59.2753 | 17 | 324 | 0 | 15 | 12 | battery_power_limited
1 | 7.8 | 80 | 15 | 11.64 | 7.5 | 1467351 | 220103 | 2524303 | 80.05 | 87 | 1402493 | 0.1243 | 5 | 59.2753 | 17 | 324 | 0 | 15 | 12 | battery_power_limited
1 | 7.8 | 90 | 33.68 | 26.14 | 16.84 | 416661 | 62499 | 1271641 | 89.95 | 96.31 | 2167748 | 0.1921 | 16 | 282.1301 | 70 | 1147 | 0 | 259 | 0 | battery_power_limited
1 | 7.81 | 90 | 34.32 | 26.64 | 17.16 | 404345 | 60652 | 1273272 | 89.95 | 96.42 | 2198370 | 0.1948 | 17 | 287.3295 | 72.9 | 1147 | 0 | 259 | 0 | battery_power_limited
1 | 7.82 | 90 | 34.89 | 27.09 | 17.45 | 392100 | 58815 | 1274902 | 89.95 | 96.53 | 2225420 | 0.1972 | 17 | 291.513 | 74 | 1160 | 0 | 259 | 6 | battery_power_limited
1 | 7.83 | 90 | 35.51 | 27.57 | 17.75 | 380428 | 57064 | 1276532 | 89.95 | 96.63 | 2254622 | 0.1998 | 18 | 346.8582 | 79 | 1376 | 0 | 259 | 0 | battery_power_limited
1 | 7.84 | 90 | 36.39 | 28.25 | 18.19 | 366993 | 55049 | 1278163 | 89.95 | 96.75 | 2296536 | 0.2035 | 19 | 368.0452 | 87 | 1377 | 0 | 259 | 0 | battery_power_limited
1 | 7.85 | 60 | 15 | 11.64 | 7.5 | 3706457 | 555969 | 5087336 | 60.05 | 67.15 | 1741187 | 0.1543 | 5 | 59.7438 | 17 | 324 | 0 | 15 | 12 | battery_power_limited
1 | 7.85 | 70 | 15 | 11.64 | 7.5 | 2557190 | 383579 | 3813911 | 70.05 | 77.34 | 1568797 | 0.139 | 5 | 59.7438 | 17 | 324 | 0 | 15 | 12 | battery_power_limited
1 | 7.85 | 80 | 15 | 11.64 | 7.5 | 1407923 | 211188 | 2540485 | 80.05 | 87.52 | 1396407 | 0.1237 | 5 | 59.7438 | 17 | 324 | 0 | 15 | 12 | battery_power_limited
1 | 7.85 | 90 | 37.02 | 28.74 | 18.51 | 356171 | 53426 | 1279793 | 89.95 | 96.84 | 2326856 | 0.2062 | 20 | 369.6925 | 89 | 1377 | 0 | 258 | 18 | battery_power_limited
1 | 7.86 | 90 | 37.88 | 29.41 | 18.94 | 343043 | 51456 | 1281423 | 89.95 | 96.96 | 2367941 | 0.2098 | 20 | 374.3788 | 91 | 1378 | 0 | 258 | 18 | battery_power_limited
1 | 7.87 | 90 | 38.65 | 30.01 | 19.33 | 330886 | 49633 | 1283054 | 89.95 | 97.07 | 2404804 | 0.2131 | 21 | 383.1116 | 95.9 | 1378 | 0 | 258 | 18 | battery_power_limited
1 | 7.88 | 90 | 39.36 | 30.56 | 19.68 | 319405 | 47911 | 1284684 | 89.95 | 97.17 | 2438772 | 0.2161 | 21 | 386.6555 | 99.9 | 1379 | 0 | 258 | 18 | battery_power_limited
1 | 7.89 | 90 | 40.24 | 31.24 | 20.12 | 306596 | 45989 | 1286314 | 89.95 | 97.28 | 2480732 | 0.2198 | 21 | 409.561 | 106.9 | 1380 | 0 | 258 | 18 | battery_power_limited
1 | 7.9 | 60 | 15 | 11.64 | 7.5 | 3661688 | 549253 | 5119740 | 60.05 | 67.55 | 1737299 | 0.154 | 5 | 61.5774 | 17 | 362 | 0 | 15 | 12 | battery_power_limited
1 | 7.9 | 70 | 15 | 11.64 | 7.5 | 2505100 | 375765 | 3838203 | 70.05 | 77.8 | 1563811 | 0.1386 | 5 | 61.5774 | 17 | 362 | 0 | 15 | 12 | battery_power_limited
1 | 7.9 | 80 | 15 | 11.64 | 7.5 | 1348513 | 202277 | 2556666 | 80.05 | 88.05 | 1390323 | 0.1232 | 5 | 61.5774 | 17 | 362 | 0 | 15 | 12 | battery_power_limited
1 | 7.9 | 90 | 41.21 | 31.99 | 20.6 | 293378 | 44007 | 1287945 | 89.95 | 97.4 | 2527067 | 0.2239 | 23 | 419.1815 | 113 | 1381 | 0 | 258 | 18 | battery_power_limited
1 | 7.91 | 90 | 42.17 | 32.74 | 21.08 | 281862 | 42279 | 1289575 | 89.95 | 97.5 | 2573466 | 0.2281 | 24 | 487.2918 | 116 | 1650 | 0 | 258 | 18 | battery_power_limited
1 | 7.92 | 90 | 43.31 | 33.62 | 21.65 | 270051 | 40508 | 1291205 | 89.95 | 97.61 | 2628547 | 0.2329 | 25 | 530.2877 | 121 | 1657 | 0 | 258 | 18 | battery_power_limited
1 | 7.93 | 90 | 44.59 | 34.61 | 22.29 | 257317 | 38598 | 1292835 | 89.95 | 97.72 | 2690393 | 0.2384 | 26 | 535.2527 | 126 | 1658 | 0 | 258 | 18 | battery_power_limited
1 | 7.94 | 90 | 46.03 | 35.73 | 23.01 | 244570 | 36686 | 1294466 | 89.95 | 97.83 | 2760285 | 0.2446 | 27 | 618.9966 | 139.9 | 2043 | 0 | 258 | 18 | battery_power_limited
1 | 7.95 | 60 | 15 | 11.64 | 7.5 | 3616929 | 542539 | 5152143 | 60.05 | 67.95 | 1733413 | 0.1536 | 5 | 61.8959 | 17 | 362 | 0 | 15 | 12 | battery_power_limited
1 | 7.95 | 70 | 15 | 11.64 | 7.5 | 2453022 | 367953 | 3862495 | 70.05 | 78.26 | 1558827 | 0.1381 | 5 | 61.8959 | 17 | 362 | 0 | 15 | 12 | battery_power_limited
1 | 7.95 | 80 | 15 | 11.64 | 7.5 | 1289115 | 193367 | 2572848 | 80.05 | 88.58 | 1384241 | 0.1227 | 5 | 61.8959 | 17 | 362 | 0 | 15 | 12 | battery_power_limited
1 | 7.95 | 90 | 47.29 | 36.71 | 23.64 | 233113 | 34967 | 1296096 | 89.95 | 97.93 | 2821409 | 0.25 | 29 | 632.9541 | 145.8 | 2063 | 0 | 258 | 18 | battery_power_limited
1 | 7.96 | 90 | 48.81 | 37.89 | 24.4 | 219976 | 32996 | 1297726 | 89.95 | 98.05 | 2895195 | 0.2566 | 31 | 646.0568 | 157 | 2071 | 0 | 258 | 18 | battery_power_limited
1 | 7.97 | 90 | 50.14 | 38.92 | 25.07 | 208221 | 31233 | 1299357 | 89.95 | 98.15 | 2959800 | 0.2623 | 32 | 648.7123 | 163.9 | 2072 | 0 | 258 | 18 | battery_power_limited
1 | 7.98 | 90 | 51.53 | 40 | 25.77 | 195817 | 29372 | 1300987 | 89.95 | 98.26 | 3027285 | 0.2683 | 34 | 656.9575 | 167 | 2092 | 0 | 258 | 18 | battery_power_limited
1 | 7.99 | 90 | 52.97 | 41.12 | 26.49 | 183151 | 27473 | 1302617 | 89.95 | 98.38 | 3097169 | 0.2745 | 36 | 674.3171 | 180.9 | 2094 | 0 | 258 | 18 | battery_power_limited
1 | 8 | 60 | 15 | 11.64 | 7.5 | 3572184 | 535828 | 5184547 | 60.05 | 68.34 | 1729530 | 0.1533 | 5 | 66.3452 | 17 | 439 | 0 | 15 | 12 | battery_power_limited
1 | 8 | 70 | 15 | 11.64 | 7.5 | 2400957 | 360144 | 3886788 | 70.05 | 78.72 | 1553845 | 0.1377 | 5 | 66.3452 | 17 | 439 | 0 | 15 | 12 | battery_power_limited
1 | 8 | 80 | 15 | 11.64 | 7.5 | 1229729 | 184459 | 2589029 | 80.05 | 89.1 | 1378161 | 0.1221 | 5 | 66.3452 | 17 | 439 | 0 | 15 | 12 | battery_power_limited
1 | 8 | 90 | 54.32 | 42.17 | 27.16 | 171254 | 25688 | 1304248 | 89.95 | 98.48 | 3162262 | 0.2802 | 56 | 766.9192 | 196.9 | 2120 | 0 | 258 | 18 | battery_power_limited
1 | 8.01 | 90 | 56 | 43.47 | 28 | 159989 | 23998 | 1305878 | 89.95 | 98.58 | 3244170 | 0.2875 | 58 | 1013.9158 | 215.9 | 3039 | 0 | 258 | 18 | battery_power_limited
1 | 8.02 | 90 | 58.32 | 45.28 | 29.16 | 147286 | 22093 | 1307508 | 89.95 | 98.69 | 3357754 | 0.2976 | 66 | 1362.1801 | 257.8 | 3556 | 0 | 318 | 12 | battery_power_limited
1 | 8.03 | 90 | 60.78 | 47.18 | 30.39 | 135477 | 20322 | 1309139 | 89.95 | 98.8 | 3477864 | 0.3082 | 82 | 1459.2192 | 278.9 | 3566 | 0 | 317 | 18 | battery_power_limited
1 | 8.04 | 90 | 63.28 | 49.12 | 31.64 | 123523 | 18528 | 1310769 | 89.95 | 98.91 | 3600279 | 0.3191 | 98 | 1489.6747 | 305.7 | 3609 | 0 | 318 | 18 | battery_power_limited
1 | 8.05 | 60 | 15 | 11.64 | 7.5 | 3527458 | 529119 | 5216950 | 60.05 | 68.74 | 1725648 | 0.1529 | 6 | 67.137 | 17 | 439 | 0 | 15 | 12 | battery_power_limited
1 | 8.05 | 70 | 15 | 11.64 | 7.5 | 2348910 | 352337 | 3911080 | 70.05 | 79.18 | 1548866 | 0.1373 | 6 | 67.137 | 17 | 439 | 0 | 15 | 12 | battery_power_limited
1 | 8.05 | 80 | 15 | 11.64 | 7.5 | 1170362 | 175554 | 2605210 | 80.05 | 89.63 | 1372084 | 0.1216 | 6 | 67.137 | 17 | 439 | 0 | 15 | 12 | battery_power_limited
1 | 8.05 | 90 | 66 | 51.23 | 33 | 110795 | 16619 | 1312399 | 89.95 | 99.02 | 3733182 | 0.3308 | 100 | 1499.2836 | 323.9 | 3617 | 0 | 318 | 18 | battery_power_limited
1 | 8.06 | 90 | 68.83 | 53.43 | 34.42 | 97709 | 14656 | 1314030 | 89.95 | 99.13 | 3871994 | 0.3431 | 103 | 1537.1514 | 332.7 | 3690 | 0 | 318 | 18 | battery_power_limited
1 | 8.07 | 90 | 71.89 | 55.81 | 35.95 | 86320 | 12948 | 1315660 | 89.95 | 99.24 | 4021991 | 0.3564 | 107 | 1737.6596 | 367.9 | 4124 | 0 | 318 | 18 | battery_power_limited
1 | 8.08 | 90 | 75.39 | 58.53 | 37.7 | 74218 | 11133 | 1317290 | 89.95 | 99.34 | 4193735 | 0.3716 | 114 | 1771.2158 | 425.8 | 4144 | 0 | 318 | 12 | battery_power_limited
1 | 8.09 | 90 | 79.39 | 61.63 | 39.69 | 60805 | 9121 | 1318920 | 89.95 | 99.46 | 4389612 | 0.389 | 125 | 2034.737 | 566 | 4172 | 0 | 315 | 18 | battery_power_limited
1 | 8.1 | 60 | 15 | 11.64 | 7.5 | 3482740 | 522411 | 5249354 | 60.05 | 69.14 | 1721769 | 0.1526 | 6 | 67.7404 | 17 | 439 | 0 | 15 | 12 | battery_power_limited
1 | 8.1 | 70 | 15 | 11.64 | 7.5 | 2296872 | 344531 | 3935373 | 70.05 | 79.65 | 1543888 | 0.1368 | 6 | 67.7404 | 17 | 439 | 0 | 15 | 12 | battery_power_limited
1 | 8.1 | 80 | 15 | 11.64 | 7.5 | 1111005 | 166651 | 2621392 | 80.05 | 90.15 | 1366008 | 0.1211 | 6 | 67.7404 | 17 | 439 | 0 | 15 | 12 | battery_power_limited
1 | 8.1 | 90 | 82.95 | 64.39 | 41.47 | 48536 | 7280 | 1320551 | 89.95 | 99.57 | 4564417 | 0.4045 | 128 | 2069.1151 | 610.5 | 4181 | 0 | 315 | 18 | battery_power_limited
1 | 8.11 | 80 | 15 | 11.64 | 7.5 | 1099134 | 164870 | 2624628 | 80.05 | 90.26 | 1364793 | 0.1209 | 6 | 67.7575 | 17 | 439 | 0 | 15 | 12 | battery_power_limited
1 | 8.11 | 90 | 87.14 | 67.65 | 43.57 | 35874 | 5381 | 1322181 | 89.95 | 99.68 | 4770448 | 0.4227 | 153 | 2420.7603 | 652.8 | 4985 | 0 | 314 | 18 | battery_power_limited
1 | 8.12 | 80 | 15 | 11.64 | 7.5 | 1087263 | 163089 | 2627864 | 80.05 | 90.36 | 1363578 | 0.1208 | 6 | 67.8473 | 17 | 439 | 0 | 15 | 12 | battery_power_limited
1 | 8.12 | 90 | 92.03 | 71.44 | 46.01 | 24940 | 3741 | 1323811 | 89.95 | 99.78 | 5010661 | 0.444 | 167 | 2453.9425 | 687.6 | 5010 | 0 | 316 | 6 | battery_power_limited
1 | 8.13 | 80 | 15 | 11.64 | 7.5 | 1075393 | 161309 | 2631101 | 80.05 | 90.47 | 1362363 | 0.1207 | 6 | 67.8637 | 17 | 439 | 0 | 15 | 12 | battery_power_limited
1 | 8.13 | 90 | 99.57 | 77.29 | 49.78 | 12050 | 1807 | 1325442 | 89.95 | 99.89 | 5381776 | 0.4769 | 176 | 4547.3808 | 1047.4 | 8760 | 0.019178 | 315 | 18 | battery_power_limited
1 | 8.14 | 80 | 15 | 11.64 | 7.5 | 1063525 | 159529 | 2634337 | 80.05 | 90.58 | 1361149 | 0.1206 | 6 | 67.8795 | 17 | 439 | 0 | 15 | 12 | battery_power_limited
1 | 8.14 | 90 | 112.88 | 87.63 | 56.44 | 662 | 99 | 1327072 | 89.95 | 99.99 | 6038727 | 0.5351 | 8760 | 8760 | 8760 | 8760 | 1 | 1 | 0
1 | 8.15 | 60 | 15 | 11.64 | 7.5 | 3438033 | 515705 | 5281757 | 60.05 | 69.53 | 1717890 | 0.1522 | 6 | 67.8911 | 17 | 439 | 0 | 15 | 12 | battery_power_limited
1 | 8.15 | 70 | 15 | 11.64 | 7.5 | 2244845 | 336727 | 3959665 | 70.05 | 80.11 | 1538912 | 0.1364 | 6 | 67.8911 | 17 | 439 | 0 | 15 | 12 | battery_power_limited
1 | 8.15 | 80 | 15 | 11.64 | 7.5 | 1051657 | 157749 | 2637573 | 80.05 | 90.68 | 1359934 | 0.1205 | 6 | 67.8911 | 17 | 439 | 0 | 15 | 12 | battery_power_limited
1 | 8.16 | 80 | 15 | 11.64 | 7.5 | 1039790 | 155968 | 2640810 | 80.05 | 90.79 | 1358719 | 0.1204 | 6 | 68.0952 | 17 | 439 | 0 | 15 | 12 | battery_power_limited
1 | 8.17 | 80 | 15 | 11.64 | 7.5 | 1027924 | 154189 | 2644046 | 80.05 | 90.89 | 1357505 | 0.1203 | 6 | 68.1808 | 17 | 439 | 0 | 15 | 12 | battery_power_limited
1 | 8.18 | 80 | 15 | 11.64 | 7.5 | 1016058 | 152409 | 2647282 | 80.05 | 91 | 1356291 | 0.1202 | 6 | 68.2397 | 17 | 439 | 0 | 15 | 12 | battery_power_limited
1 | 8.19 | 80 | 15 | 11.64 | 7.5 | 1004192 | 150629 | 2650518 | 80.05 | 91.1 | 1355076 | 0.1201 | 6 | 68.2767 | 17 | 439 | 0 | 15 | 12 | battery_power_limited
1 | 8.2 | 60 | 15 | 11.64 | 7.5 | 3393343 | 509001 | 5314160 | 60.05 | 69.93 | 1714015 | 0.1519 | 6 | 68.2979 | 17 | 439 | 0 | 15 | 12 | battery_power_limited
1 | 8.2 | 70 | 15 | 11.64 | 7.5 | 2192835 | 328925 | 3983958 | 70.05 | 80.57 | 1533938 | 0.1359 | 6 | 68.2979 | 17 | 439 | 0 | 15 | 12 | battery_power_limited
1 | 8.2 | 80 | 15 | 11.64 | 7.5 | 992327 | 148849 | 2653755 | 80.05 | 91.21 | 1353862 | 0.12 | 6 | 68.2979 | 17 | 439 | 0 | 15 | 12 | battery_power_limited
1 | 8.21 | 80 | 15 | 11.64 | 7.5 | 980462 | 147069 | 2656991 | 80.05 | 91.31 | 1352648 | 0.1199 | 6 | 69.2979 | 17 | 439 | 0 | 15 | 12 | battery_power_limited
1 | 8.22 | 80 | 15 | 11.64 | 7.5 | 968598 | 145290 | 2660227 | 80.05 | 91.42 | 1351434 | 0.1198 | 6 | 69.3048 | 17 | 439 | 0 | 15 | 12 | battery_power_limited
1 | 8.23 | 80 | 15 | 11.64 | 7.5 | 956734 | 143510 | 2663464 | 80.05 | 91.52 | 1350220 | 0.1197 | 6 | 69.3226 | 17 | 439 | 0 | 15 | 12 | battery_power_limited
1 | 8.24 | 80 | 15 | 11.64 | 7.5 | 944872 | 141731 | 2666700 | 80.05 | 91.63 | 1349006 | 0.1195 | 6 | 69.3432 | 17 | 439 | 0 | 15 | 12 | battery_power_limited
1 | 8.25 | 60 | 15 | 11.64 | 7.5 | 3348667 | 502300 | 5346564 | 60.05 | 70.32 | 1710141 | 0.1515 | 6 | 70.163 | 17 | 439 | 0 | 15 | 12 | battery_power_limited
1 | 8.25 | 70 | 15 | 11.64 | 7.5 | 2140839 | 321126 | 4008250 | 70.05 | 81.03 | 1528967 | 0.1355 | 6 | 70.163 | 17 | 439 | 0 | 15 | 12 | battery_power_limited
1 | 8.25 | 80 | 15 | 11.64 | 7.5 | 933011 | 139952 | 2669936 | 80.05 | 91.73 | 1347793 | 0.1194 | 6 | 70.163 | 17 | 439 | 0 | 15 | 12 | battery_power_limited
1 | 8.26 | 80 | 15 | 11.64 | 7.5 | 921149 | 138172 | 2673172 | 80.05 | 91.84 | 1346579 | 0.1193 | 6 | 70.1795 | 17 | 439 | 0 | 15 | 12 | battery_power_limited
1 | 8.27 | 80 | 15 | 11.64 | 7.5 | 909288 | 136393 | 2676409 | 80.05 | 91.94 | 1345365 | 0.1192 | 6 | 70.1856 | 17 | 439 | 0 | 15 | 12 | battery_power_limited
1 | 8.28 | 80 | 15 | 11.64 | 7.5 | 897427 | 134614 | 2679645 | 80.05 | 92.05 | 1344152 | 0.1191 | 6 | 70.189 | 17 | 439 | 0 | 15 | 12 | battery_power_limited
1 | 8.29 | 80 | 15 | 11.64 | 7.5 | 885567 | 132835 | 2682881 | 80.05 | 92.15 | 1342938 | 0.119 | 6 | 70.3925 | 17 | 439 | 0 | 15 | 12 | battery_power_limited
1 | 8.3 | 60 | 15 | 11.64 | 7.5 | 3304003 | 495601 | 5378967 | 60.05 | 70.72 | 1706269 | 0.1512 | 6 | 70.5959 | 17 | 439 | 0 | 15 | 12 | battery_power_limited
1 | 8.3 | 70 | 15 | 11.64 | 7.5 | 2088855 | 313328 | 4032542 | 70.05 | 81.49 | 1523997 | 0.1351 | 6 | 70.5959 | 17 | 439 | 0 | 15 | 12 | battery_power_limited
1 | 8.3 | 80 | 15 | 11.64 | 7.5 | 873707 | 131056 | 2686118 | 80.05 | 92.26 | 1341725 | 0.1189 | 6 | 70.5959 | 17 | 439 | 0 | 15 | 12 | battery_power_limited
1 | 8.31 | 80 | 15 | 11.64 | 7.5 | 861847 | 129277 | 2689354 | 80.05 | 92.36 | 1340512 | 0.1188 | 6 | 70.6075 | 17 | 439 | 0 | 15 | 12 | battery_power_limited
1 | 8.32 | 80 | 15 | 11.64 | 7.5 | 849987 | 127498 | 2692590 | 80.05 | 92.47 | 1339298 | 0.1187 | 6 | 70.6253 | 17 | 439 | 0 | 15 | 12 | battery_power_limited
1 | 8.33 | 80 | 15 | 11.64 | 7.5 | 838128 | 125719 | 2695826 | 80.05 | 92.57 | 1338085 | 0.1186 | 6 | 70.8836 | 17 | 439 | 0 | 15 | 12 | battery_power_limited
1 | 8.34 | 80 | 15 | 11.64 | 7.5 | 826269 | 123940 | 2699063 | 80.05 | 92.68 | 1336872 | 0.1185 | 6 | 70.8918 | 17 | 439 | 0 | 15 | 12 | battery_power_limited
1 | 8.35 | 60 | 15 | 11.64 | 7.5 | 3259348 | 488902 | 5411371 | 60.05 | 71.12 | 1702399 | 0.1509 | 6 | 70.9158 | 17 | 439 | 0 | 15 | 12 | battery_power_limited
1 | 8.35 | 70 | 15 | 11.64 | 7.5 | 2036879 | 305532 | 4056835 | 70.05 | 81.95 | 1519029 | 0.1346 | 6 | 70.9158 | 17 | 439 | 0 | 15 | 12 | battery_power_limited
1 | 8.35 | 80 | 15 | 11.64 | 7.5 | 814411 | 122162 | 2702299 | 80.05 | 92.78 | 1335658 | 0.1184 | 6 | 70.9158 | 17 | 439 | 0 | 15 | 12 | battery_power_limited
1 | 8.36 | 80 | 15 | 11.64 | 7.5 | 802552 | 120383 | 2705535 | 80.05 | 92.89 | 1334445 | 0.1183 | 6 | 70.9178 | 17 | 439 | 0 | 15 | 12 | battery_power_limited
1 | 8.37 | 80 | 15 | 11.64 | 7.5 | 790694 | 118604 | 2708772 | 80.05 | 92.99 | 1333232 | 0.1181 | 6 | 71.6836 | 17.9 | 439 | 0 | 15 | 12 | battery_power_limited
1 | 8.38 | 80 | 15 | 11.64 | 7.5 | 778837 | 116826 | 2712008 | 80.05 | 93.1 | 1332019 | 0.118 | 6 | 71.7096 | 17.9 | 439 | 0 | 15 | 12 | battery_power_limited
1 | 8.39 | 80 | 15 | 11.64 | 7.5 | 766980 | 115047 | 2715244 | 80.05 | 93.2 | 1330806 | 0.1179 | 6 | 71.9589 | 17.9 | 439 | 0 | 15 | 12 | battery_power_limited
1 | 8.4 | 60 | 15 | 11.64 | 7.5 | 3214701 | 482205 | 5443774 | 60.05 | 71.51 | 1698530 | 0.1505 | 6 | 71.9788 | 17.9 | 439 | 0 | 15 | 12 | battery_power_limited
1 | 8.4 | 70 | 15 | 11.64 | 7.5 | 1984912 | 297737 | 4081127 | 70.05 | 82.41 | 1514061 | 0.1342 | 6 | 71.9788 | 17.9 | 439 | 0 | 15 | 12 | battery_power_limited
1 | 8.4 | 80 | 15 | 11.64 | 7.5 | 755123 | 113268 | 2718480 | 80.05 | 93.31 | 1329593 | 0.1178 | 6 | 71.9788 | 17.9 | 439 | 0 | 15 | 12 | battery_power_limited
1 | 8.41 | 80 | 15 | 11.64 | 7.5 | 743266 | 111490 | 2721717 | 80.05 | 93.41 | 1328380 | 0.1177 | 6 | 72.0055 | 18 | 439 | 0 | 15 | 12 | battery_power_limited
1 | 8.42 | 80 | 15 | 11.64 | 7.5 | 731411 | 109712 | 2724953 | 80.05 | 93.52 | 1327167 | 0.1176 | 6 | 72.0103 | 18 | 439 | 0 | 15 | 12 | battery_power_limited
1 | 8.43 | 80 | 15 | 11.64 | 7.5 | 719557 | 107933 | 2728189 | 80.05 | 93.62 | 1325955 | 0.1175 | 6 | 72.5219 | 18 | 439 | 0 | 15 | 12 | battery_power_limited
1 | 8.44 | 80 | 15 | 11.64 | 7.5 | 707703 | 106155 | 2731426 | 80.05 | 93.73 | 1324742 | 0.1174 | 6 | 72.5534 | 18 | 439 | 0 | 15 | 12 | battery_power_limited
1 | 8.45 | 60 | 15 | 11.64 | 7.5 | 3170067 | 475510 | 5476177 | 60.05 | 71.91 | 1694663 | 0.1502 | 6 | 72.6185 | 18 | 439 | 0 | 15 | 12 | battery_power_limited
1 | 8.45 | 70 | 15 | 11.64 | 7.5 | 1932958 | 289944 | 4105420 | 70.05 | 82.87 | 1509096 | 0.1337 | 6 | 72.6185 | 18 | 439 | 0 | 15 | 12 | battery_power_limited
1 | 8.45 | 80 | 15 | 11.64 | 7.5 | 695849 | 104377 | 2734662 | 80.05 | 93.83 | 1323530 | 0.1173 | 6 | 72.6185 | 18 | 439 | 0 | 15 | 12 | battery_power_limited
1 | 8.46 | 80 | 15 | 11.64 | 7.5 | 683997 | 102600 | 2737898 | 80.05 | 93.94 | 1322318 | 0.1172 | 6 | 72.6322 | 18 | 439 | 0 | 15 | 12 | battery_power_limited
1 | 8.47 | 80 | 15 | 11.64 | 7.5 | 672145 | 100822 | 2741134 | 80.05 | 94.04 | 1321105 | 0.1171 | 6 | 72.6616 | 18 | 439 | 0 | 15 | 12 | battery_power_limited
1 | 8.48 | 80 | 15 | 11.64 | 7.5 | 660292 | 99044 | 2744371 | 80.05 | 94.15 | 1319893 | 0.117 | 6 | 72.6856 | 18 | 439 | 0 | 15 | 12 | battery_power_limited
1 | 8.49 | 80 | 15 | 11.64 | 7.5 | 648441 | 97266 | 2747607 | 80.05 | 94.25 | 1318681 | 0.1169 | 6 | 73.0027 | 18 | 439 | 0 | 15 | 12 | battery_power_limited
1 | 8.5 | 60 | 15 | 11.64 | 7.5 | 3125448 | 468817 | 5508581 | 60.05 | 72.3 | 1690797 | 0.1498 | 6 | 73.0123 | 18 | 439 | 0 | 15 | 12 | battery_power_limited
1 | 8.5 | 70 | 15 | 11.64 | 7.5 | 1881019 | 282153 | 4129712 | 70.05 | 83.33 | 1504133 | 0.1333 | 6 | 73.0123 | 18 | 439 | 0 | 15 | 12 | battery_power_limited
1 | 8.5 | 80 | 15 | 11.64 | 7.5 | 636589 | 95488 | 2750843 | 80.05 | 94.36 | 1317469 | 0.1168 | 6 | 73.0123 | 18 | 439 | 0 | 15 | 12 | battery_power_limited
1 | 8.51 | 80 | 15 | 11.64 | 7.5 | 624739 | 93711 | 2754080 | 80.05 | 94.46 | 1316257 | 0.1166 | 6 | 73.0185 | 18 | 439 | 0 | 15 | 12 | battery_power_limited
1 | 8.52 | 80 | 15 | 11.64 | 7.5 | 612890 | 91934 | 2757316 | 80.05 | 94.57 | 1315045 | 0.1165 | 6 | 73.0397 | 18 | 439 | 0 | 15 | 12 | battery_power_limited
1 | 8.53 | 80 | 15 | 11.64 | 7.5 | 603683 | 90552 | 2760650 | 80.05 | 94.65 | 1314229 | 0.1165 | 6 | 73.0445 | 18 | 439 | 0 | 15 | 12 | battery_power_limited
1 | 8.54 | 80 | 15 | 11.64 | 7.5 | 600399 | 90060 | 2765070 | 80.04 | 94.68 | 1314302 | 0.1165 | 6 | 73.0575 | 18 | 439 | 0 | 15 | 12 | battery_power_limited
1 | 8.55 | 60 | 15 | 11.64 | 7.5 | 3080843 | 462126 | 5540984 | 60.05 | 72.7 | 1686935 | 0.1495 | 6 | 73.0767 | 18 | 439 | 0 | 15 | 12 | battery_power_limited
1 | 8.55 | 70 | 15 | 11.64 | 7.5 | 1829094 | 274364 | 4154004 | 70.05 | 83.79 | 1499172 | 0.1329 | 6 | 73.0767 | 18 | 439 | 0 | 15 | 12 | battery_power_limited
1 | 8.55 | 80 | 15 | 11.64 | 7.5 | 597138 | 89571 | 2767025 | 80.05 | 94.71 | 1314379 | 0.1165 | 6 | 73.0767 | 18 | 439 | 0 | 15 | 12 | battery_power_limited
1 | 8.56 | 80 | 15 | 11.64 | 7.5 | 593892 | 89084 | 2784147 | 79.95 | 94.74 | 1314457 | 0.1165 | 6 | 73.3555 | 18 | 439 | 0 | 15 | 12 | battery_power_limited
1 | 8.57 | 80 | 15 | 11.64 | 7.5 | 590767 | 88615 | 2781563 | 79.99 | 94.76 | 1314554 | 0.1165 | 6 | 73.3596 | 18 | 439 | 0 | 15 | 12 | battery_power_limited
1 | 8.58 | 80 | 15 | 11.64 | 7.5 | 587696 | 88154 | 2790652 | 79.95 | 94.79 | 1314659 | 0.1165 | 6 | 73.3829 | 18 | 439 | 0 | 15 | 12 | battery_power_limited
1 | 8.59 | 80 | 15 | 11.64 | 7.5 | 584624 | 87694 | 2793905 | 79.95 | 94.82 | 1314764 | 0.1165 | 6 | 73.4089 | 18 | 439 | 0 | 15 | 12 | battery_power_limited
1 | 8.6 | 60 | 15 | 11.64 | 7.5 | 3036242 | 455436 | 5573388 | 60.05 | 73.09 | 1683072 | 0.1492 | 6 | 73.4116 | 18 | 439 | 0 | 15 | 12 | battery_power_limited
1 | 8.6 | 70 | 15 | 11.64 | 7.5 | 1777172 | 266576 | 4178297 | 70.05 | 84.25 | 1494212 | 0.1324 | 6 | 73.4116 | 18 | 439 | 0 | 15 | 12 | battery_power_limited
1 | 8.6 | 80 | 15.04 | 11.67 | 7.52 | 578584 | 86788 | 2797157 | 79.95 | 94.87 | 1316245 | 0.1166 | 6 | 73.7795 | 18 | 439 | 0 | 15 | 12 | battery_power_limited
1 | 8.61 | 80 | 15.12 | 11.73 | 7.56 | 569315 | 85397 | 2800410 | 79.95 | 94.95 | 1319317 | 0.1169 | 6 | 79.6151 | 18 | 439 | 0 | 15 | 12 | battery_power_limited
1 | 8.62 | 80 | 15.28 | 11.86 | 7.64 | 554410 | 83161 | 2803662 | 79.95 | 95.09 | 1325606 | 0.1175 | 6 | 93.9479 | 19 | 586 | 0 | 259 | 6 | battery_power_limited
1 | 8.63 | 80 | 15.38 | 11.94 | 7.69 | 544019 | 81603 | 2806915 | 79.95 | 95.18 | 1329722 | 0.1178 | 6 | 98.824 | 19 | 586 | 0 | 259 | 6 | battery_power_limited
1 | 8.64 | 80 | 15.51 | 12.04 | 7.75 | 532613 | 79892 | 2810167 | 79.95 | 95.28 | 1334795 | 0.1183 | 6 | 101.0527 | 20 | 586 | 0 | 259 | 6 | battery_power_limited
1 | 8.65 | 60 | 15 | 11.64 | 7.5 | 2991648 | 448747 | 5605791 | 60.05 | 73.49 | 1679211 | 0.1488 | 6 | 73.5719 | 18 | 439 | 0 | 15 | 12 | battery_power_limited
1 | 8.65 | 70 | 15 | 11.64 | 7.5 | 1725258 | 258789 | 4202589 | 70.05 | 84.71 | 1489253 | 0.132 | 6 | 73.5719 | 18 | 439 | 0 | 15 | 12 | battery_power_limited
1 | 8.65 | 80 | 15.6 | 12.11 | 7.8 | 523605 | 78541 | 2813420 | 79.95 | 95.36 | 1338802 | 0.1186 | 6 | 103.8932 | 20 | 586 | 0 | 259 | 6 | battery_power_limited
1 | 8.66 | 80 | 15.63 | 12.13 | 7.81 | 520385 | 78058 | 2816672 | 79.95 | 95.39 | 1340197 | 0.1188 | 6 | 104.0247 | 20 | 586 | 0 | 259 | 6 | battery_power_limited
1 | 8.67 | 80 | 15.6 | 12.11 | 7.8 | 519208 | 77881 | 2819925 | 79.95 | 95.4 | 1338932 | 0.1187 | 6 | 104.0171 | 20 | 586 | 0 | 259 | 6 | battery_power_limited
1 | 8.68 | 80 | 15.7 | 12.19 | 7.85 | 512968 | 76945 | 2823177 | 79.95 | 95.45 | 1343799 | 0.1191 | 6 | 105.0863 | 20 | 587 | 0 | 259 | 6 | battery_power_limited
1 | 8.69 | 80 | 15.83 | 12.29 | 7.92 | 502061 | 75309 | 2826430 | 79.95 | 95.55 | 1349131 | 0.1196 | 6 | 108.9966 | 21 | 587 | 0 | 259 | 6 | battery_power_limited
1 | 8.7 | 60 | 15 | 11.64 | 7.5 | 2947061 | 442059 | 5638195 | 60.05 | 73.88 | 1675351 | 0.1485 | 6 | 74.2178 | 18 | 439 | 0 | 15 | 12 | battery_power_limited
1 | 8.7 | 70 | 15 | 11.64 | 7.5 | 1673352 | 251003 | 4226882 | 70.05 | 85.17 | 1484294 | 0.1315 | 6 | 74.2178 | 18 | 439 | 0 | 15 | 12 | battery_power_limited
1 | 8.7 | 80 | 15.94 | 12.37 | 7.97 | 490523 | 73578 | 2829682 | 79.95 | 95.65 | 1353138 | 0.1199 | 6 | 129.2466 | 22 | 735 | 0 | 259 | 6 | battery_power_limited
1 | 8.71 | 80 | 16.05 | 12.46 | 8.03 | 479405 | 71911 | 2832935 | 79.95 | 95.75 | 1357805 | 0.1203 | 6 | 132.3212 | 22 | 735 | 0 | 259 | 6 | battery_power_limited
1 | 8.72 | 80 | 16.1 | 12.5 | 8.05 | 473518 | 71028 | 2836187 | 79.95 | 95.8 | 1359708 | 0.1205 | 6 | 137.2048 | 23 | 735 | 0 | 259 | 6 | battery_power_limited
1 | 8.73 | 80 | 16.24 | 12.61 | 8.12 | 463289 | 69493 | 2839440 | 79.95 | 95.89 | 1365927 | 0.121 | 6 | 138.8103 | 23 | 735 | 0 | 259 | 6 | battery_power_limited
1 | 8.74 | 80 | 16.36 | 12.7 | 8.18 | 454024 | 68104 | 2842692 | 79.95 | 95.98 | 1370894 | 0.1215 | 6 | 141.2781 | 24 | 735 | 0 | 259 | 6 | battery_power_limited
1 | 8.75 | 60 | 15 | 11.64 | 7.5 | 2902481 | 435372 | 5670598 | 60.05 | 74.28 | 1671492 | 0.1481 | 6 | 74.4808 | 18 | 439 | 0 | 15 | 12 | battery_power_limited
1 | 8.75 | 70 | 15 | 11.64 | 7.5 | 1621451 | 243218 | 4251174 | 70.05 | 85.63 | 1479337 | 0.1311 | 6 | 74.4808 | 18 | 439 | 0 | 15 | 12 | battery_power_limited
1 | 8.75 | 80 | 16.55 | 12.85 | 8.28 | 442202 | 66330 | 2845945 | 79.95 | 96.08 | 1379272 | 0.1222 | 6 | 149.6959 | 25 | 735 | 0 | 259 | 6 | battery_power_limited
1 | 8.76 | 80 | 16.75 | 13 | 8.38 | 432545 | 64882 | 2849197 | 79.95 | 96.17 | 1388057 | 0.123 | 6 | 153.8767 | 26.9 | 735 | 0 | 259 | 6 | battery_power_limited
1 | 8.77 | 80 | 16.9 | 13.12 | 8.45 | 421533 | 63230 | 2852450 | 79.95 | 96.26 | 1394593 | 0.1236 | 6 | 154.8322 | 27 | 735 | 0 | 259 | 6 | battery_power_limited
1 | 8.78 | 80 | 17.04 | 13.23 | 8.52 | 413344 | 62002 | 2855702 | 79.95 | 96.34 | 1400521 | 0.1241 | 6 | 157.4164 | 28 | 735 | 0 | 259 | 6 | battery_power_limited
1 | 8.79 | 80 | 17.26 | 13.4 | 8.63 | 401963 | 60294 | 2858955 | 79.95 | 96.44 | 1410399 | 0.125 | 6 | 161.4712 | 28 | 735 | 0 | 259 | 6 | battery_power_limited
1 | 8.8 | 60 | 15 | 11.64 | 7.5 | 2857908 | 428686 | 5703001 | 60.05 | 74.67 | 1667633 | 0.1478 | 6 | 74.9267 | 18 | 439 | 0 | 15 | 12 | battery_power_limited
1 | 8.8 | 70 | 15 | 11.64 | 7.5 | 1569558 | 235434 | 4275467 | 70.05 | 86.09 | 1474381 | 0.1307 | 6 | 74.9267 | 18 | 439 | 0 | 15 | 12 | battery_power_limited
1 | 8.8 | 80 | 17.45 | 13.54 | 8.72 | 392307 | 58846 | 2862207 | 79.95 | 96.52 | 1418642 | 0.1257 | 6 | 162.1144 | 29 | 735 | 0 | 259 | 6 | battery_power_limited
1 | 8.81 | 80 | 17.62 | 13.68 | 8.81 | 382529 | 57379 | 2865460 | 79.95 | 96.61 | 1426593 | 0.1264 | 6 | 167.2568 | 29 | 735 | 0 | 259 | 6 | battery_power_limited
1 | 8.82 | 80 | 17.83 | 13.84 | 8.92 | 372351 | 55853 | 2868712 | 79.95 | 96.7 | 1435901 | 0.1272 | 7 | 169.3658 | 29.9 | 736 | 0 | 259 | 6 | battery_power_limited
1 | 8.83 | 80 | 18.03 | 14 | 9.02 | 362850 | 54428 | 2871965 | 79.95 | 96.78 | 1444958 | 0.128 | 7 | 171.0411 | 30 | 736 | 0 | 259 | 6 | battery_power_limited
1 | 8.84 | 80 | 18.23 | 14.15 | 9.12 | 353466 | 53020 | 2875217 | 79.95 | 96.87 | 1453908 | 0.1288 | 7 | 171.4699 | 31 | 736 | 0 | 259 | 6 | battery_power_limited
1 | 8.85 | 60 | 15 | 11.64 | 7.5 | 2813346 | 422002 | 5735405 | 60.05 | 75.07 | 1663777 | 0.1474 | 6 | 80.524 | 18 | 469 | 0 | 259 | 6 | battery_power_limited
1 | 8.85 | 70 | 15 | 11.64 | 7.5 | 1517676 | 227651 | 4299759 | 70.05 | 86.55 | 1469427 | 0.1302 | 6 | 80.524 | 18 | 469 | 0 | 259 | 6 | battery_power_limited
1 | 8.85 | 80 | 18.46 | 14.33 | 9.23 | 343103 | 51465 | 2878470 | 79.95 | 96.96 | 1464145 | 0.1298 | 7 | 172.8856 | 32 | 736 | 0 | 259 | 6 | battery_power_limited
1 | 8.86 | 80 | 18.69 | 14.51 | 9.34 | 332916 | 49937 | 2881722 | 79.95 | 97.05 | 1474431 | 0.1307 | 7 | 173.8534 | 33 | 736 | 0 | 259 | 6 | battery_power_limited
1 | 8.87 | 80 | 18.94 | 14.7 | 9.47 | 322341 | 48351 | 2884975 | 79.95 | 97.14 | 1485745 | 0.1317 | 7 | 177.7288 | 34 | 736 | 0 | 259 | 6 | battery_power_limited
1 | 8.88 | 80 | 19.11 | 14.83 | 9.55 | 314322 | 47148 | 2888227 | 79.95 | 97.21 | 1493654 | 0.1324 | 7 | 184.2349 | 35 | 736 | 0 | 259 | 6 | battery_power_limited
1 | 8.89 | 80 | 19.42 | 15.08 | 9.71 | 302025 | 45304 | 2891480 | 79.95 | 97.32 | 1507863 | 0.1336 | 7 | 186.0274 | 36.9 | 736 | 0 | 259 | 6 | battery_power_limited
1 | 8.9 | 60 | 15 | 11.64 | 7.5 | 2768793 | 415319 | 5767808 | 60.05 | 75.46 | 1659922 | 0.1471 | 6 | 80.7116 | 18 | 469 | 0 | 259 | 6 | battery_power_limited
1 | 8.9 | 70 | 15 | 11.64 | 7.5 | 1465802 | 219870 | 4324051 | 70.05 | 87.01 | 1464473 | 0.1298 | 6 | 80.7116 | 18 | 469 | 0 | 259 | 6 | battery_power_limited
1 | 8.9 | 80 | 19.62 | 15.23 | 9.81 | 293379 | 44007 | 2894732 | 79.95 | 97.4 | 1517089 | 0.1344 | 7 | 195.3534 | 38 | 822 | 0 | 259 | 6 | battery_power_limited
1 | 8.91 | 80 | 19.9 | 15.45 | 9.95 | 282671 | 42401 | 2897985 | 79.95 | 97.5 | 1529814 | 0.1356 | 7 | 229.0774 | 39 | 1162 | 0 | 259 | 6 | battery_power_limited
1 | 8.92 | 80 | 20.11 | 15.61 | 10.05 | 274632 | 41195 | 2901237 | 79.95 | 97.57 | 1539371 | 0.1364 | 7 | 232.9452 | 40 | 1162 | 0 | 259 | 6 | battery_power_limited
1 | 8.93 | 80 | 20.43 | 15.86 | 10.21 | 263897 | 39585 | 2904490 | 79.95 | 97.66 | 1554005 | 0.1377 | 7 | 235.1158 | 41 | 1162 | 0 | 259 | 6 | battery_power_limited
1 | 8.94 | 80 | 20.62 | 16.01 | 10.31 | 256665 | 38500 | 2907742 | 79.95 | 97.73 | 1563333 | 0.1385 | 7 | 241.524 | 41 | 1162 | 0 | 259 | 6 | battery_power_limited
1 | 8.95 | 60 | 15 | 11.64 | 7.5 | 2724249 | 408637 | 5800212 | 60.05 | 75.86 | 1656068 | 0.1468 | 6 | 85.2918 | 18 | 469 | 0 | 259 | 6 | battery_power_limited
1 | 8.95 | 70 | 15 | 11.64 | 7.5 | 1413938 | 212091 | 4348344 | 70.05 | 87.47 | 1459521 | 0.1293 | 6 | 85.2918 | 18 | 469 | 0 | 259 | 6 | battery_power_limited
1 | 8.95 | 80 | 21.03 | 16.32 | 10.51 | 244514 | 36677 | 2910995 | 79.95 | 97.83 | 1581907 | 0.1402 | 7 | 243.9096 | 43 | 1162 | 0 | 259 | 6 | battery_power_limited
1 | 8.96 | 80 | 21.37 | 16.59 | 10.68 | 233871 | 35081 | 2914247 | 79.95 | 97.93 | 1597783 | 0.1416 | 8 | 244.9445 | 45 | 1162 | 0 | 259 | 6 | battery_power_limited
1 | 8.97 | 80 | 21.7 | 16.85 | 10.85 | 223531 | 33530 | 2917500 | 79.95 | 98.02 | 1613162 | 0.143 | 8 | 247.8568 | 46 | 1162 | 0 | 259 | 6 | battery_power_limited
1 | 8.98 | 80 | 22.03 | 17.1 | 11.01 | 213936 | 32090 | 2920752 | 79.95 | 98.1 | 1628564 | 0.1443 | 8 | 264.2253 | 48 | 1162 | 0 | 259 | 6 | battery_power_limited
1 | 8.99 | 80 | 22.34 | 17.34 | 11.17 | 205328 | 30799 | 2924005 | 79.95 | 98.18 | 1643182 | 0.1456 | 8 | 284.6664 | 49 | 1162 | 0 | 259 | 6 | battery_power_limited
1 | 9 | 60 | 15 | 11.64 | 7.5 | 2679710 | 401956 | 5832615 | 60.05 | 76.25 | 1652215 | 0.1464 | 6 | 85.476 | 18 | 469 | 0 | 259 | 6 | battery_power_limited
1 | 9 | 70 | 15 | 11.64 | 7.5 | 1362079 | 204312 | 4372636 | 70.05 | 87.93 | 1454570 | 0.1289 | 6 | 85.476 | 18 | 469 | 0 | 259 | 6 | battery_power_limited
1 | 9 | 80 | 22.76 | 17.67 | 11.38 | 194763 | 29214 | 2927257 | 79.95 | 98.27 | 1663144 | 0.1474 | 8 | 288.8123 | 53 | 1163 | 0 | 259 | 6 | battery_power_limited
1 | 9.01 | 80 | 23 | 17.86 | 11.5 | 188242 | 28236 | 2930510 | 79.95 | 98.33 | 1674597 | 0.1484 | 8 | 349.7678 | 55 | 1595 | 0 | 259 | 6 | battery_power_limited
1 | 9.02 | 80 | 23.58 | 18.3 | 11.79 | 176961 | 26544 | 2933762 | 79.95 | 98.43 | 1701912 | 0.1508 | 8 | 357.9226 | 59 | 1601 | 0 | 259 | 6 | battery_power_limited
1 | 9.03 | 80 | 23.94 | 18.58 | 11.97 | 169508 | 25426 | 2937015 | 79.95 | 98.5 | 1718938 | 0.1523 | 8 | 359.0651 | 60 | 1601 | 0 | 259 | 6 | battery_power_limited
1 | 9.04 | 80 | 24.53 | 19.04 | 12.26 | 159622 | 23943 | 2940267 | 79.95 | 98.59 | 1747168 | 0.1548 | 9 | 552.3445 | 67 | 2465 | 0 | 259 | 6 | battery_power_limited
1 | 9.05 | 60 | 15 | 11.64 | 7.5 | 2635184 | 395278 | 5865018 | 60.05 | 76.65 | 1648364 | 0.1461 | 6 | 87.3719 | 18 | 469 | 0 | 259 | 6 | battery_power_limited
1 | 9.05 | 70 | 15 | 11.64 | 7.5 | 1310233 | 196535 | 4396929 | 70.05 | 88.39 | 1449621 | 0.1285 | 6 | 87.3719 | 18 | 469 | 0 | 259 | 6 | battery_power_limited
1 | 9.05 | 80 | 25.16 | 19.53 | 12.58 | 151217 | 22683 | 2943520 | 79.95 | 98.66 | 1777827 | 0.1575 | 9 | 590.3575 | 73.9 | 2579 | 0 | 259 | 6 | battery_power_limited
1 | 9.06 | 80 | 25.86 | 20.07 | 12.93 | 142895 | 21434 | 2946772 | 79.95 | 98.73 | 1811504 | 0.1605 | 9 | 608.6178 | 77.9 | 2579 | 0 | 259 | 6 | battery_power_limited
1 | 9.07 | 80 | 26.66 | 20.7 | 13.33 | 133973 | 20096 | 2950025 | 79.95 | 98.81 | 1850596 | 0.164 | 9 | 611.339 | 80 | 2585 | 0 | 259 | 6 | battery_power_limited
1 | 9.08 | 80 | 27.53 | 21.37 | 13.76 | 125071 | 18761 | 2953277 | 79.95 | 98.89 | 1892713 | 0.1677 | 11 | 638.9856 | 86 | 2586 | 0 | 259 | 6 | battery_power_limited
1 | 9.09 | 80 | 28.43 | 22.07 | 14.21 | 116350 | 17453 | 2956530 | 79.95 | 98.97 | 1936312 | 0.1716 | 12 | 699.487 | 94.9 | 2610 | 0 | 259 | 6 | battery_power_limited
1 | 9.1 | 60 | 15 | 11.64 | 7.5 | 2590667 | 388600 | 5897422 | 60.05 | 77.04 | 1644514 | 0.1457 | 6 | 87.5205 | 18 | 469 | 0 | 259 | 6 | battery_power_limited
1 | 9.1 | 70 | 15 | 11.64 | 7.5 | 1258396 | 188759 | 4421221 | 70.05 | 88.85 | 1444674 | 0.128 | 6 | 87.5205 | 18 | 469 | 0 | 259 | 6 | battery_power_limited
1 | 9.1 | 80 | 29.38 | 22.81 | 14.69 | 108131 | 16220 | 2959782 | 79.95 | 99.04 | 1982919 | 0.1757 | 13 | 705.2137 | 98 | 2610 | 0 | 259 | 6 | battery_power_limited
1 | 9.11 | 80 | 30.45 | 23.64 | 15.23 | 100055 | 15008 | 2963035 | 79.95 | 99.11 | 2035097 | 0.1803 | 14 | 768.5185 | 109.9 | 2634 | 0 | 259 | 6 | battery_power_limited
1 | 9.12 | 80 | 31.63 | 24.56 | 15.82 | 91333 | 13700 | 2966287 | 79.95 | 99.19 | 2092592 | 0.1854 | 15 | 800.1664 | 127.9 | 2707 | 0 | 259 | 0 | battery_power_limited
1 | 9.13 | 80 | 32.85 | 25.5 | 16.43 | 82965 | 12445 | 2969540 | 79.95 | 99.26 | 2152212 | 0.1907 | 16 | 956.5233 | 161 | 2707 | 0 | 259 | 6 | battery_power_limited
1 | 9.14 | 80 | 34.31 | 26.63 | 17.15 | 74779 | 11217 | 2972792 | 79.95 | 99.34 | 2223621 | 0.1971 | 18 | 968.9884 | 181 | 2726 | 0 | 259 | 0 | battery_power_limited
1 | 9.15 | 60 | 15 | 11.64 | 7.5 | 2546153 | 381923 | 5929825 | 60.05 | 77.44 | 1640665 | 0.1454 | 6 | 87.8322 | 18 | 469 | 0 | 259 | 6 | battery_power_limited
1 | 9.15 | 70 | 15 | 11.64 | 7.5 | 1206562 | 180984 | 4445514 | 70.05 | 89.31 | 1439726 | 0.1276 | 6 | 87.8322 | 18 | 469 | 0 | 259 | 6 | battery_power_limited
1 | 9.15 | 80 | 35.87 | 27.85 | 17.94 | 66068 | 9910 | 2976045 | 79.95 | 99.41 | 2300205 | 0.2038 | 20 | 988.337 | 205.9 | 2726 | 0 | 258 | 18 | battery_power_limited
1 | 9.16 | 80 | 37.46 | 29.08 | 18.73 | 58403 | 8760 | 2979297 | 79.95 | 99.48 | 2378016 | 0.2107 | 21 | 1251.1671 | 235.7 | 3365 | 0 | 258 | 18 | battery_power_limited
1 | 9.17 | 80 | 39.4 | 30.59 | 19.7 | 49770 | 7465 | 2982550 | 79.95 | 99.56 | 2473173 | 0.2192 | 21 | 2195.6781 | 273.9 | 5919 | 0 | 258 | 18 | battery_power_limited
1 | 9.18 | 80 | 41.45 | 32.17 | 20.72 | 42180 | 6327 | 2985803 | 79.95 | 99.63 | 2573613 | 0.2281 | 24 | 2198.3041 | 276 | 5922 | 0 | 258 | 18 | battery_power_limited
1 | 9.19 | 80 | 44.31 | 34.4 | 22.16 | 33765 | 5065 | 2989055 | 79.95 | 99.7 | 2714648 | 0.2406 | 27 | 2682.0432 | 345.9 | 6645 | 0 | 258 | 18 | battery_power_limited
1 | 9.2 | 60 | 15 | 11.64 | 7.5 | 2501647 | 375247 | 5962229 | 60.05 | 77.83 | 1636817 | 0.1451 | 6 | 94.4041 | 18 | 587 | 0 | 259 | 6 | battery_power_limited
1 | 9.2 | 70 | 15 | 11.64 | 7.5 | 1154736 | 173210 | 4469806 | 70.05 | 89.77 | 1434780 | 0.1271 | 6 | 94.4041 | 18 | 587 | 0 | 259 | 6 | battery_power_limited
1 | 9.2 | 80 | 47.3 | 36.72 | 23.65 | 26739 | 4011 | 2992308 | 79.95 | 99.76 | 2861546 | 0.2536 | 30 | 3186.2973 | 461.6 | 7320 | 0 | 258 | 18 | battery_power_limited
1 | 9.21 | 80 | 51.26 | 39.79 | 25.63 | 18842 | 2826 | 2995560 | 79.95 | 99.83 | 3056910 | 0.2709 | 36 | 3212.0555 | 479.4 | 7350 | 0 | 258 | 18 | battery_power_limited
1 | 9.22 | 80 | 56.56 | 43.91 | 28.28 | 12718 | 1908 | 2998813 | 79.95 | 99.89 | 3318500 | 0.2941 | 113 | 4435.2075 | 933.4 | 8760 | 0.0061644 | 318 | 12 | battery_power_limited
1 | 9.23 | 80 | 64.87 | 50.36 | 32.43 | 6174 | 926 | 3002065 | 79.95 | 99.95 | 3728400 | 0.3304 | 172 | 4540.5103 | 1040.4 | 8760 | 0.018493 | 315 | 18 | battery_power_limited
1 | 9.24 | 80 | 74.77 | 58.04 | 37.38 | 0 | 0 | 3005318 | 79.95 | 100 | 4217352 | 0.3737 | 8760 | 8760 | 8760 | 8760 | 1 | 1 | 0
1 | 9.25 | 60 | 15 | 11.64 | 7.5 | 2457144 | 368572 | 5994632 | 60.05 | 78.23 | 1632969 | 0.1447 | 6 | 94.6795 | 18 | 587 | 0 | 259 | 6 | battery_power_limited
1 | 9.25 | 70 | 15 | 11.64 | 7.5 | 1102913 | 165437 | 4494098 | 70.05 | 90.23 | 1429835 | 0.1267 | 6 | 94.6795 | 18 | 587 | 0 | 259 | 6 | battery_power_limited
1 | 9.25 | 80 | 130.38 | 101.21 | 65.19 | 0 | 0 | 3008570 | 79.95 | 100 | 6965948 | 0.6173 | 8760 | 8760 | 8760 | 8760 | 1 | 1 | 0
1 | 9.26 | 70 | 15 | 11.64 | 7.5 | 1092549 | 163882 | 4498957 | 70.05 | 90.32 | 1428846 | 0.1266 | 6 | 95.4144 | 18 | 587 | 0 | 259 | 6 | battery_power_limited
1 | 9.26 | 80 | 520.93 | 404.39 | 260.46 | 0 | 0 | 3011823 | 79.95 | 100 | 26266192 | 2.3277 | 8760 | 8760 | 8760 | 8760 | 1 | 1 | 0
1 | 9.27 | 70 | 15 | 11.64 | 7.5 | 1082186 | 162328 | 4503815 | 70.05 | 90.41 | 1427857 | 0.1265 | 6 | 95.4178 | 18 | 587 | 0 | 259 | 6 | battery_power_limited
1 | 9.28 | 70 | 15 | 11.64 | 7.5 | 1071823 | 160773 | 4508674 | 70.05 | 90.5 | 1426868 | 0.1264 | 6 | 95.4219 | 18 | 587 | 0 | 259 | 6 | battery_power_limited
1 | 9.29 | 70 | 15 | 11.64 | 7.5 | 1061459 | 159219 | 4513532 | 70.05 | 90.59 | 1425879 | 0.1264 | 6 | 96.1959 | 18 | 587 | 0 | 259 | 6 | battery_power_limited
1 | 9.3 | 60 | 15 | 11.64 | 7.5 | 2412649 | 361897 | 6027036 | 60.05 | 78.62 | 1629123 | 0.1444 | 6 | 96.1966 | 18 | 587 | 0 | 259 | 6 | battery_power_limited
1 | 9.3 | 70 | 15 | 11.64 | 7.5 | 1051097 | 157665 | 4518391 | 70.05 | 90.69 | 1424890 | 0.1263 | 6 | 96.1966 | 18 | 587 | 0 | 259 | 6 | battery_power_limited
1 | 9.31 | 70 | 15 | 11.64 | 7.5 | 1040735 | 156110 | 4523249 | 70.05 | 90.78 | 1423901 | 0.1262 | 6 | 96.1966 | 18 | 587 | 0 | 259 | 6 | battery_power_limited
1 | 9.32 | 70 | 15 | 11.64 | 7.5 | 1030373 | 154556 | 4528108 | 70.05 | 90.87 | 1422913 | 0.1261 | 6 | 96.2062 | 18 | 587 | 0 | 259 | 6 | battery_power_limited
1 | 9.33 | 70 | 15 | 11.64 | 7.5 | 1020011 | 153002 | 4532966 | 70.05 | 90.96 | 1421924 | 0.126 | 6 | 96.2171 | 18 | 587 | 0 | 259 | 6 | battery_power_limited
1 | 9.34 | 70 | 15 | 11.64 | 7.5 | 1009649 | 151447 | 4537825 | 70.05 | 91.05 | 1420935 | 0.1259 | 6 | 96.239 | 18 | 587 | 0 | 259 | 6 | battery_power_limited
1 | 9.35 | 60 | 15 | 11.64 | 7.5 | 2368159 | 355224 | 6059439 | 60.05 | 79.01 | 1625277 | 0.144 | 6 | 96.2733 | 18 | 587 | 0 | 259 | 6 | battery_power_limited
1 | 9.35 | 70 | 15 | 11.64 | 7.5 | 999287 | 149893 | 4542683 | 70.05 | 91.14 | 1419947 | 0.1258 | 6 | 96.2733 | 18 | 587 | 0 | 259 | 6 | battery_power_limited
1 | 9.36 | 70 | 15 | 11.64 | 7.5 | 988925 | 148339 | 4547542 | 70.05 | 91.24 | 1418958 | 0.1257 | 6 | 96.2884 | 18 | 587 | 0 | 259 | 6 | battery_power_limited
1 | 9.37 | 70 | 15 | 11.64 | 7.5 | 978564 | 146785 | 4552400 | 70.05 | 91.33 | 1417969 | 0.1257 | 6 | 96.3233 | 18 | 587 | 0 | 259 | 6 | battery_power_limited
1 | 9.38 | 70 | 15 | 11.64 | 7.5 | 968204 | 145231 | 4557259 | 70.05 | 91.42 | 1416981 | 0.1256 | 6 | 96.3404 | 18 | 587 | 0 | 259 | 6 | battery_power_limited
1 | 9.39 | 70 | 15 | 11.64 | 7.5 | 957843 | 143677 | 4562117 | 70.05 | 91.51 | 1415992 | 0.1255 | 6 | 96.3418 | 18 | 587 | 0 | 259 | 6 | battery_power_limited
1 | 9.4 | 60 | 15 | 11.64 | 7.5 | 2323676 | 348551 | 6091842 | 60.05 | 79.41 | 1621433 | 0.1437 | 6 | 96.3425 | 18 | 587 | 0 | 259 | 6 | battery_power_limited
1 | 9.4 | 70 | 15 | 11.64 | 7.5 | 947483 | 142123 | 4566976 | 70.05 | 91.6 | 1415004 | 0.1254 | 6 | 96.3425 | 18 | 587 | 0 | 259 | 6 | battery_power_limited
1 | 9.41 | 70 | 15 | 11.64 | 7.5 | 937123 | 140569 | 4571834 | 70.05 | 91.7 | 1414015 | 0.1253 | 6 | 96.3589 | 18 | 587 | 0 | 259 | 6 | battery_power_limited
1 | 9.42 | 70 | 15 | 11.64 | 7.5 | 926764 | 139015 | 4576693 | 70.05 | 91.79 | 1413027 | 0.1252 | 6 | 96.7171 | 18 | 587 | 0 | 259 | 6 | battery_power_limited
1 | 9.43 | 70 | 15 | 11.64 | 7.5 | 916405 | 137461 | 4581551 | 70.05 | 91.88 | 1412039 | 0.1251 | 6 | 97.0678 | 18 | 587 | 0 | 259 | 6 | battery_power_limited
1 | 9.44 | 70 | 15 | 11.64 | 7.5 | 906046 | 135907 | 4586410 | 70.05 | 91.97 | 1411050 | 0.125 | 6 | 97.0678 | 18 | 587 | 0 | 259 | 6 | battery_power_limited
1 | 9.45 | 60 | 15 | 11.64 | 7.5 | 2279199 | 341880 | 6124246 | 60.05 | 79.8 | 1617589 | 0.1433 | 6 | 97.0801 | 18 | 587 | 0 | 259 | 6 | battery_power_limited
1 | 9.45 | 70 | 15 | 11.64 | 7.5 | 895687 | 134353 | 4591268 | 70.05 | 92.06 | 1410062 | 0.125 | 6 | 97.0801 | 18 | 587 | 0 | 259 | 6 | battery_power_limited
1 | 9.46 | 70 | 15 | 11.64 | 7.5 | 885328 | 132799 | 4596127 | 70.05 | 92.15 | 1409074 | 0.1249 | 6 | 97.2322 | 18 | 587 | 0 | 259 | 6 | battery_power_limited
1 | 9.47 | 70 | 15 | 11.64 | 7.5 | 874969 | 131245 | 4600985 | 70.05 | 92.25 | 1408086 | 0.1248 | 6 | 98.0178 | 18 | 587 | 0 | 259 | 6 | battery_power_limited
1 | 9.48 | 70 | 15 | 11.64 | 7.5 | 864611 | 129692 | 4605844 | 70.05 | 92.34 | 1407097 | 0.1247 | 6 | 98.0637 | 18 | 587 | 0 | 259 | 6 | battery_power_limited
1 | 9.49 | 70 | 15 | 11.64 | 7.5 | 854252 | 128138 | 4610702 | 70.05 | 92.43 | 1406109 | 0.1246 | 6 | 98.0842 | 18.9 | 587 | 0 | 259 | 6 | battery_power_limited
1 | 9.5 | 60 | 15 | 11.64 | 7.5 | 2234727 | 335209 | 6156649 | 60.05 | 80.2 | 1613746 | 0.143 | 6 | 98.0856 | 18.9 | 587 | 0 | 259 | 6 | battery_power_limited
1 | 9.5 | 70 | 15 | 11.64 | 7.5 | 843894 | 126584 | 4615561 | 70.05 | 92.52 | 1405121 | 0.1245 | 6 | 98.0856 | 18.9 | 587 | 0 | 259 | 6 | battery_power_limited
1 | 9.51 | 70 | 15 | 11.64 | 7.5 | 833536 | 125030 | 4620419 | 70.05 | 92.61 | 1404133 | 0.1244 | 6 | 98.437 | 18.9 | 587 | 0 | 259 | 6 | battery_power_limited
1 | 9.52 | 70 | 15 | 11.64 | 7.5 | 823178 | 123477 | 4625278 | 70.05 | 92.71 | 1403145 | 0.1243 | 6 | 98.4397 | 19 | 587 | 0 | 259 | 6 | battery_power_limited
1 | 9.53 | 70 | 15 | 11.64 | 7.5 | 812821 | 121923 | 4630136 | 70.05 | 92.8 | 1402157 | 0.1243 | 6 | 98.4445 | 19 | 587 | 0 | 259 | 6 | battery_power_limited
1 | 9.54 | 70 | 15 | 11.64 | 7.5 | 802463 | 120369 | 4634994 | 70.05 | 92.89 | 1401169 | 0.1242 | 6 | 98.4925 | 19 | 587 | 0 | 259 | 6 | battery_power_limited
1 | 9.55 | 60 | 15 | 11.64 | 7.5 | 2190259 | 328539 | 6189053 | 60.05 | 80.59 | 1609904 | 0.1427 | 6 | 98.4979 | 19 | 587 | 0 | 259 | 6 | battery_power_limited
1 | 9.55 | 70 | 15 | 11.64 | 7.5 | 792106 | 118816 | 4639853 | 70.05 | 92.98 | 1400181 | 0.1241 | 6 | 98.4979 | 19 | 587 | 0 | 259 | 6 | battery_power_limited
1 | 9.56 | 70 | 15 | 11.64 | 7.5 | 781749 | 117262 | 4644711 | 70.05 | 93.07 | 1399193 | 0.124 | 6 | 98.4979 | 19 | 587 | 0 | 259 | 6 | battery_power_limited
1 | 9.57 | 70 | 15 | 11.64 | 7.5 | 771392 | 115709 | 4649570 | 70.05 | 93.16 | 1398205 | 0.1239 | 6 | 98.6479 | 19 | 587 | 0 | 259 | 6 | battery_power_limited
1 | 9.58 | 70 | 15 | 11.64 | 7.5 | 761035 | 114155 | 4654428 | 70.05 | 93.26 | 1397217 | 0.1238 | 6 | 98.7 | 19 | 587 | 0 | 259 | 6 | battery_power_limited
1 | 9.59 | 70 | 15 | 11.64 | 7.5 | 750679 | 112602 | 4659287 | 70.05 | 93.35 | 1396229 | 0.1237 | 6 | 98.7007 | 19 | 587 | 0 | 259 | 6 | battery_power_limited
1 | 9.6 | 60 | 15 | 11.64 | 7.5 | 2145795 | 321869 | 6221456 | 60.05 | 80.98 | 1606062 | 0.1423 | 6 | 98.7096 | 19 | 587 | 0 | 259 | 6 | battery_power_limited
1 | 9.6 | 70 | 15 | 11.64 | 7.5 | 740322 | 111048 | 4664145 | 70.05 | 93.44 | 1395241 | 0.1236 | 6 | 98.7096 | 19 | 587 | 0 | 259 | 6 | battery_power_limited
1 | 9.61 | 70 | 15 | 11.64 | 7.5 | 729966 | 109495 | 4669004 | 70.05 | 93.53 | 1394253 | 0.1236 | 6 | 98.7137 | 19 | 587 | 0 | 259 | 6 | battery_power_limited
1 | 9.62 | 70 | 15 | 11.64 | 7.5 | 719610 | 107941 | 4673862 | 70.05 | 93.62 | 1393265 | 0.1235 | 6 | 98.7603 | 19 | 587 | 0 | 259 | 6 | battery_power_limited
1 | 9.63 | 70 | 15 | 11.64 | 7.5 | 709253 | 106388 | 4678721 | 70.05 | 93.71 | 1392277 | 0.1234 | 6 | 98.7699 | 19 | 587 | 0 | 259 | 6 | battery_power_limited
1 | 9.64 | 70 | 15 | 11.64 | 7.5 | 698897 | 104835 | 4683579 | 70.05 | 93.81 | 1391290 | 0.1233 | 6 | 98.7952 | 19 | 587 | 0 | 259 | 6 | battery_power_limited
1 | 9.65 | 60 | 15 | 11.64 | 7.5 | 2101335 | 315200 | 6253859 | 60.05 | 81.38 | 1602221 | 0.142 | 6 | 98.8425 | 19 | 587 | 0 | 259 | 6 | battery_power_limited
1 | 9.65 | 70 | 15 | 11.64 | 7.5 | 688542 | 103281 | 4688438 | 70.05 | 93.9 | 1390302 | 0.1232 | 6 | 98.8425 | 19 | 587 | 0 | 259 | 6 | battery_power_limited
1 | 9.66 | 70 | 15 | 11.64 | 7.5 | 678187 | 101728 | 4693296 | 70.05 | 93.99 | 1389314 | 0.1231 | 6 | 101.2096 | 19 | 587 | 0 | 259 | 6 | battery_power_limited
1 | 9.67 | 70 | 15 | 11.64 | 7.5 | 667832 | 100175 | 4698155 | 70.05 | 94.08 | 1388326 | 0.123 | 6 | 101.2137 | 19 | 587 | 0 | 259 | 6 | battery_power_limited
1 | 9.68 | 70 | 15 | 11.64 | 7.5 | 657478 | 98622 | 4703013 | 70.05 | 94.17 | 1387339 | 0.1229 | 6 | 101.2192 | 19 | 587 | 0 | 259 | 6 | battery_power_limited
1 | 9.69 | 70 | 15 | 11.64 | 7.5 | 647124 | 97069 | 4707872 | 70.05 | 94.27 | 1386351 | 0.1229 | 6 | 101.2219 | 19 | 587 | 0 | 259 | 6 | battery_power_limited
1 | 9.7 | 60 | 15 | 11.64 | 7.5 | 2056883 | 308532 | 6286263 | 60.05 | 81.77 | 1598381 | 0.1416 | 6 | 101.2452 | 19 | 587 | 0 | 259 | 6 | battery_power_limited
1 | 9.7 | 70 | 15 | 11.64 | 7.5 | 636770 | 95515 | 4712730 | 70.05 | 94.36 | 1385364 | 0.1228 | 6 | 101.2452 | 19 | 587 | 0 | 259 | 6 | battery_power_limited
1 | 9.71 | 70 | 15 | 11.64 | 7.5 | 626416 | 93962 | 4717589 | 70.05 | 94.45 | 1384376 | 0.1227 | 6 | 101.3815 | 19 | 587 | 0 | 259 | 6 | battery_power_limited
1 | 9.72 | 70 | 15 | 11.64 | 7.5 | 616062 | 92409 | 4722447 | 70.05 | 94.54 | 1383389 | 0.1226 | 6 | 101.3945 | 19 | 587 | 0 | 259 | 6 | battery_power_limited
1 | 9.73 | 70 | 15 | 11.64 | 7.5 | 605709 | 90856 | 4727306 | 70.05 | 94.63 | 1382401 | 0.1225 | 6 | 102.1445 | 19 | 587 | 0 | 259 | 6 | battery_power_limited
1 | 9.74 | 70 | 15 | 11.64 | 7.5 | 595355 | 89303 | 4732164 | 70.05 | 94.72 | 1381414 | 0.1224 | 6 | 102.1637 | 19 | 587 | 0 | 259 | 6 | battery_power_limited
1 | 9.75 | 60 | 15 | 11.64 | 7.5 | 2012435 | 301865 | 6318666 | 60.05 | 82.17 | 1594541 | 0.1413 | 6 | 102.1644 | 19 | 587 | 0 | 259 | 6 | battery_power_limited
1 | 9.75 | 70 | 15 | 11.64 | 7.5 | 585002 | 87750 | 4737023 | 70.05 | 94.82 | 1380426 | 0.1223 | 6 | 102.1644 | 19 | 587 | 0 | 259 | 6 | battery_power_limited
1 | 9.76 | 70 | 15 | 11.64 | 7.5 | 574649 | 86197 | 4741881 | 70.05 | 94.91 | 1379439 | 0.1222 | 6 | 102.1678 | 19 | 587 | 0 | 259 | 6 | battery_power_limited
1 | 9.77 | 70 | 15 | 11.64 | 7.5 | 564296 | 84644 | 4746740 | 70.05 | 95 | 1378452 | 0.1222 | 6 | 102.1781 | 19 | 587 | 0 | 259 | 6 | battery_power_limited
1 | 9.78 | 70 | 15 | 11.64 | 7.5 | 553944 | 83092 | 4751598 | 70.05 | 95.09 | 1377464 | 0.1221 | 6 | 102.1863 | 19 | 587 | 0 | 259 | 6 | battery_power_limited
1 | 9.79 | 70 | 15 | 11.64 | 7.5 | 543592 | 81539 | 4756457 | 70.05 | 95.18 | 1376477 | 0.122 | 6 | 102.2062 | 19 | 587 | 0 | 259 | 6 | battery_power_limited
1 | 9.8 | 60 | 15 | 11.64 | 7.5 | 1967994 | 295199 | 6351070 | 60.05 | 82.56 | 1590703 | 0.141 | 6 | 102.3432 | 19 | 587 | 0 | 259 | 6 | battery_power_limited
1 | 9.8 | 70 | 15 | 11.64 | 7.5 | 533240 | 79986 | 4761315 | 70.05 | 95.27 | 1375490 | 0.1219 | 6 | 102.3432 | 19 | 587 | 0 | 259 | 6 | battery_power_limited
1 | 9.81 | 70 | 15 | 11.64 | 7.5 | 522889 | 78433 | 4766174 | 70.05 | 95.37 | 1374503 | 0.1218 | 6 | 102.3575 | 19 | 587 | 0 | 259 | 6 | battery_power_limited
1 | 9.82 | 70 | 15 | 11.64 | 7.5 | 512538 | 76881 | 4771032 | 70.05 | 95.46 | 1373516 | 0.1217 | 6 | 102.3582 | 19 | 587 | 0 | 259 | 6 | battery_power_limited
1 | 9.83 | 70 | 15 | 11.64 | 7.5 | 502187 | 75328 | 4775891 | 70.05 | 95.55 | 1372529 | 0.1216 | 6 | 102.3603 | 19 | 587 | 0 | 259 | 6 | battery_power_limited
1 | 9.84 | 70 | 15 | 11.64 | 7.5 | 491836 | 73775 | 4780749 | 70.05 | 95.64 | 1371542 | 0.1215 | 6 | 102.3637 | 19 | 587 | 0 | 259 | 6 | battery_power_limited
1 | 9.85 | 60 | 15 | 11.64 | 7.5 | 1923559 | 288534 | 6383473 | 60.05 | 82.95 | 1586866 | 0.1406 | 6 | 102.4021 | 19 | 587 | 0 | 259 | 6 | battery_power_limited
1 | 9.85 | 70 | 15 | 11.64 | 7.5 | 481486 | 72223 | 4785608 | 70.05 | 95.73 | 1370555 | 0.1215 | 6 | 102.4021 | 19 | 587 | 0 | 259 | 6 | battery_power_limited
1 | 9.86 | 70 | 15 | 11.64 | 7.5 | 471135 | 70670 | 4790466 | 70.05 | 95.82 | 1369568 | 0.1214 | 6 | 103.0795 | 19 | 587 | 0 | 259 | 6 | battery_power_limited
1 | 9.87 | 70 | 15 | 11.64 | 7.5 | 460785 | 69118 | 4795324 | 70.05 | 95.92 | 1368581 | 0.1213 | 6 | 103.0904 | 19 | 587 | 0 | 259 | 6 | battery_power_limited
1 | 9.88 | 70 | 15 | 11.64 | 7.5 | 450435 | 67565 | 4800183 | 70.05 | 96.01 | 1367594 | 0.1212 | 6 | 103.1007 | 19 | 587 | 0 | 259 | 6 | battery_power_limited
1 | 9.89 | 70 | 15 | 11.64 | 7.5 | 440086 | 66013 | 4805041 | 70.05 | 96.1 | 1366607 | 0.1211 | 6 | 103.1014 | 19 | 587 | 0 | 259 | 6 | battery_power_limited
1 | 9.9 | 60 | 15 | 11.64 | 7.5 | 1879130 | 281869 | 6415877 | 60.05 | 83.35 | 1583029 | 0.1403 | 6 | 104.0418 | 19 | 587 | 0 | 259 | 6 | battery_power_limited
1 | 9.9 | 70 | 15 | 11.64 | 7.5 | 429736 | 64460 | 4809900 | 70.05 | 96.19 | 1365620 | 0.121 | 6 | 104.0418 | 19 | 587 | 0 | 259 | 6 | battery_power_limited
1 | 9.91 | 70 | 15 | 11.64 | 7.5 | 419387 | 62908 | 4814758 | 70.05 | 96.28 | 1364633 | 0.1209 | 6 | 104.0452 | 19 | 587 | 0 | 259 | 6 | battery_power_limited
1 | 9.92 | 70 | 15 | 11.64 | 7.5 | 409037 | 61356 | 4819617 | 70.05 | 96.38 | 1363646 | 0.1208 | 6 | 104.0452 | 19 | 587 | 0 | 259 | 6 | battery_power_limited
1 | 9.93 | 70 | 15 | 11.64 | 7.5 | 398688 | 59803 | 4824475 | 70.05 | 96.47 | 1362660 | 0.1208 | 6 | 104.0842 | 19 | 587 | 0 | 259 | 6 | battery_power_limited
1 | 9.94 | 70 | 15 | 11.64 | 7.5 | 388339 | 58251 | 4829334 | 70.05 | 96.56 | 1361673 | 0.1207 | 6 | 104.0856 | 19 | 587 | 0 | 259 | 6 | battery_power_limited
1 | 9.95 | 60 | 15 | 11.64 | 7.5 | 1834704 | 275206 | 6448280 | 60.05 | 83.74 | 1579193 | 0.1399 | 6 | 104.0856 | 19 | 587 | 0 | 259 | 6 | battery_power_limited
1 | 9.95 | 70 | 15 | 11.64 | 7.5 | 377990 | 56698 | 4834192 | 70.05 | 96.65 | 1360686 | 0.1206 | 6 | 104.0856 | 19 | 587 | 0 | 259 | 6 | battery_power_limited
1 | 9.96 | 70 | 15 | 11.64 | 7.5 | 367641 | 55146 | 4839051 | 70.05 | 96.74 | 1359699 | 0.1205 | 6 | 104.0925 | 19 | 587 | 0 | 259 | 6 | battery_power_limited
1 | 9.97 | 70 | 15 | 11.64 | 7.5 | 357293 | 53594 | 4843909 | 70.05 | 96.83 | 1358713 | 0.1204 | 6 | 104.0925 | 19 | 587 | 0 | 259 | 6 | battery_power_limited
1 | 9.98 | 70 | 15 | 11.64 | 7.5 | 346944 | 52042 | 4848768 | 70.05 | 96.93 | 1357726 | 0.1203 | 6 | 104.2438 | 19 | 587 | 0 | 259 | 6 | battery_power_limited
1 | 9.99 | 70 | 15 | 11.64 | 7.5 | 336596 | 50489 | 4853626 | 70.05 | 97.02 | 1356739 | 0.1202 | 6 | 104.2473 | 19 | 587 | 0 | 259 | 6 | battery_power_limited
1 | 10 | 60 | 15 | 11.64 | 7.5 | 1790283 | 268542 | 6480683 | 60.05 | 84.13 | 1575358 | 0.1396 | 6 | 104.2973 | 19 | 587 | 0 | 259 | 6 | battery_power_limited
1 | 10 | 70 | 15 | 11.64 | 7.5 | 326248 | 48937 | 4858485 | 70.05 | 97.11 | 1355753 | 0.1201 | 6 | 104.2973 | 19 | 587 | 0 | 259 | 6 | battery_power_limited
1 | 10.01 | 70 | 15 | 11.64 | 7.5 | 315901 | 47385 | 4863343 | 70.05 | 97.2 | 1354766 | 0.1201 | 6 | 104.2973 | 19 | 587 | 0 | 259 | 6 | battery_power_limited
1 | 10.02 | 70 | 15 | 11.64 | 7.5 | 306577 | 45987 | 4868566 | 70.05 | 97.28 | 1353933 | 0.12 | 6 | 104.3315 | 19 | 587 | 0 | 259 | 6 | battery_power_limited
1 | 10.03 | 70 | 15 | 11.64 | 7.5 | 305455 | 45818 | 4873116 | 70.05 | 97.29 | 1354330 | 0.12 | 6 | 104.3582 | 19 | 587 | 0 | 259 | 6 | battery_power_limited
1 | 10.04 | 70 | 15 | 11.64 | 7.5 | 304367 | 45655 | 4880235 | 70.04 | 97.3 | 1354733 | 0.1201 | 6 | 104.361 | 19 | 587 | 0 | 259 | 6 | battery_power_limited
1 | 10.05 | 60 | 15 | 11.64 | 7.5 | 1745868 | 261880 | 6513087 | 60.05 | 84.53 | 1571523 | 0.1393 | 6 | 104.3849 | 19 | 587 | 0 | 259 | 6 | battery_power_limited
1 | 10.05 | 70 | 15 | 11.64 | 7.5 | 303288 | 45493 | 4882845 | 70.05 | 97.31 | 1355136 | 0.1201 | 6 | 104.3849 | 19 | 587 | 0 | 259 | 6 | battery_power_limited
1 | 10.06 | 70 | 15 | 11.64 | 7.5 | 302211 | 45332 | 4887636 | 70.05 | 97.32 | 1355540 | 0.1201 | 6 | 104.3849 | 19 | 587 | 0 | 259 | 6 | battery_power_limited
1 | 10.07 | 70 | 15 | 11.64 | 7.5 | 301143 | 45171 | 4908830 | 69.95 | 97.33 | 1355946 | 0.1202 | 6 | 104.3856 | 19 | 587 | 0 | 259 | 6 | battery_power_limited
1 | 10.08 | 70 | 15 | 11.64 | 7.5 | 300097 | 45015 | 4913704 | 69.95 | 97.34 | 1356354 | 0.1202 | 6 | 104.3856 | 19 | 587 | 0 | 259 | 6 | battery_power_limited
1 | 10.09 | 70 | 15 | 11.64 | 7.5 | 299053 | 44858 | 4918579 | 69.95 | 97.35 | 1356763 | 0.1202 | 6 | 104.389 | 19 | 587 | 0 | 259 | 6 | battery_power_limited
1 | 10.1 | 60 | 15 | 11.64 | 7.5 | 1701464 | 255220 | 6545490 | 60.05 | 84.92 | 1567691 | 0.1389 | 6 | 104.389 | 19 | 587 | 0 | 259 | 6 | battery_power_limited
1 | 10.1 | 70 | 15 | 11.64 | 7.5 | 298009 | 44701 | 4923454 | 69.95 | 97.36 | 1357172 | 0.1203 | 6 | 104.389 | 19 | 587 | 0 | 259 | 6 | battery_power_limited
1 | 10.11 | 70 | 15 | 11.64 | 7.5 | 296967 | 44545 | 4928329 | 69.95 | 97.37 | 1357582 | 0.1203 | 6 | 104.389 | 19 | 587 | 0 | 259 | 6 | battery_power_limited
1 | 10.12 | 70 | 15 | 11.64 | 7.5 | 295932 | 44390 | 4933203 | 69.95 | 97.38 | 1357992 | 0.1203 | 6 | 104.5034 | 19 | 587 | 0 | 259 | 6 | battery_power_limited
1 | 10.13 | 70 | 15.06 | 11.69 | 7.53 | 290558 | 43584 | 4938078 | 69.95 | 97.43 | 1360592 | 0.1206 | 6 | 106.9979 | 20 | 587 | 0 | 259 | 6 | battery_power_limited
1 | 10.14 | 70 | 15.14 | 11.75 | 7.57 | 283732 | 42560 | 4942953 | 69.95 | 97.49 | 1364151 | 0.1209 | 6 | 115.7863 | 20 | 587 | 0 | 259 | 6 | battery_power_limited
1 | 10.15 | 60 | 15 | 11.64 | 7.5 | 1657070 | 248560 | 6577894 | 60.05 | 85.32 | 1563859 | 0.1386 | 6 | 104.5082 | 19 | 587 | 0 | 259 | 6 | battery_power_limited
1 | 10.15 | 70 | 15.18 | 11.78 | 7.59 | 280026 | 42004 | 4947827 | 69.95 | 97.52 | 1366008 | 0.1211 | 6 | 117.3815 | 21 | 587 | 0 | 259 | 6 | battery_power_limited
1 | 10.16 | 70 | 15.18 | 11.78 | 7.59 | 278974 | 41846 | 4952702 | 69.95 | 97.53 | 1366454 | 0.1211 | 6 | 117.4021 | 21 | 587 | 0 | 259 | 6 | battery_power_limited
1 | 10.17 | 70 | 15.14 | 11.75 | 7.57 | 280561 | 42084 | 4957577 | 69.95 | 97.51 | 1365427 | 0.121 | 6 | 115.9274 | 20 | 587 | 0 | 259 | 6 | battery_power_limited
1 | 10.18 | 70 | 15.12 | 11.74 | 7.56 | 281240 | 42186 | 4962451 | 69.95 | 97.51 | 1364976 | 0.121 | 6 | 115.9247 | 20 | 587 | 0 | 259 | 6 | battery_power_limited
1 | 10.19 | 70 | 15.16 | 11.77 | 7.58 | 276837 | 41526 | 4967326 | 69.95 | 97.55 | 1367216 | 0.1212 | 6 | 116.513 | 20 | 587 | 0 | 259 | 6 | battery_power_limited
1 | 10.2 | 60 | 15 | 11.64 | 7.5 | 1612682 | 241902 | 6610297 | 60.05 | 85.71 | 1560029 | 0.1382 | 6 | 105.5644 | 19 | 587 | 0 | 259 | 6 | battery_power_limited
1 | 10.2 | 70 | 15.17 | 11.78 | 7.59 | 275303 | 41296 | 4972201 | 69.95 | 97.56 | 1367945 | 0.1212 | 6 | 117.5192 | 21 | 587 | 0 | 259 | 6 | battery_power_limited
1 | 10.21 | 70 | 15.16 | 11.77 | 7.58 | 275269 | 41290 | 4977076 | 69.95 | 97.56 | 1367833 | 0.1212 | 6 | 116.5664 | 20 | 587 | 0 | 259 | 6 | battery_power_limited
1 | 10.22 | 70 | 15.21 | 11.8 | 7.6 | 271135 | 40670 | 4981950 | 69.95 | 97.6 | 1370112 | 0.1214 | 6 | 124.7247 | 21 | 653 | 0 | 259 | 6 | battery_power_limited
1 | 10.23 | 70 | 15.33 | 11.9 | 7.67 | 261996 | 39299 | 4986825 | 69.95 | 97.68 | 1375653 | 0.1219 | 6 | 129.9397 | 22 | 653 | 0 | 259 | 6 | battery_power_limited
1 | 10.24 | 70 | 15.47 | 12.01 | 7.74 | 253094 | 37964 | 4991700 | 69.95 | 97.76 | 1381718 | 0.1224 | 6 | 142.6808 | 23 | 712 | 0 | 259 | 6 | battery_power_limited
1 | 10.25 | 60 | 15 | 11.64 | 7.5 | 1568298 | 235245 | 6642700 | 60.05 | 86.1 | 1556199 | 0.1379 | 6 | 111.5932 | 19 | 587 | 0 | 259 | 6 | battery_power_limited
1 | 10.25 | 70 | 15.62 | 12.13 | 7.81 | 243930 | 36590 | 4996574 | 69.95 | 97.84 | 1388250 | 0.123 | 6 | 148.1068 | 24.9 | 736 | 0 | 259 | 6 | battery_power_limited
1 | 10.26 | 70 | 15.7 | 12.19 | 7.85 | 238609 | 35791 | 5001449 | 69.95 | 97.89 | 1392095 | 0.1234 | 6 | 149.3692 | 25 | 736 | 0 | 259 | 6 | battery_power_limited
1 | 10.27 | 70 | 15.95 | 12.38 | 7.98 | 225685 | 33853 | 5006324 | 69.95 | 98 | 1403066 | 0.1243 | 6 | 154.189 | 26 | 736 | 0 | 259 | 6 | battery_power_limited
1 | 10.28 | 70 | 16.03 | 12.45 | 8.02 | 221200 | 33180 | 5011199 | 69.95 | 98.04 | 1406883 | 0.1247 | 6 | 164.124 | 27 | 736 | 0 | 259 | 6 | battery_power_limited
1 | 10.29 | 70 | 16.17 | 12.55 | 8.08 | 214768 | 32215 | 5016073 | 69.95 | 98.1 | 1413035 | 0.1252 | 6 | 170.6692 | 28 | 736 | 0 | 259 | 6 | battery_power_limited
1 | 10.3 | 60 | 15 | 11.64 | 7.5 | 1523921 | 228588 | 6675104 | 60.05 | 86.5 | 1552371 | 0.1376 | 6 | 112.7507 | 20 | 587 | 0 | 259 | 6 | battery_power_limited
1 | 10.3 | 70 | 16.46 | 12.78 | 8.23 | 202303 | 30346 | 5020948 | 69.95 | 98.21 | 1426509 | 0.1264 | 6 | 176.7952 | 29.9 | 736 | 0 | 259 | 6 | battery_power_limited
1 | 10.31 | 70 | 16.62 | 12.9 | 8.31 | 195828 | 29374 | 5025823 | 69.95 | 98.26 | 1433913 | 0.1271 | 6 | 178.9377 | 30 | 736 | 0 | 259 | 6 | battery_power_limited
1 | 10.32 | 70 | 16.77 | 13.02 | 8.39 | 189485 | 28423 | 5030697 | 69.95 | 98.32 | 1440820 | 0.1277 | 6 | 209.6363 | 33 | 1047 | 0 | 259 | 6 | battery_power_limited
1 | 10.33 | 70 | 16.98 | 13.18 | 8.49 | 181553 | 27233 | 5035572 | 69.95 | 98.39 | 1450704 | 0.1286 | 6 | 211.9336 | 33.9 | 1047 | 0 | 259 | 6 | battery_power_limited
1 | 10.34 | 70 | 17.23 | 13.38 | 8.62 | 172803 | 25920 | 5040447 | 69.95 | 98.47 | 1462287 | 0.1296 | 7 | 221.8507 | 35 | 1047 | 0 | 259 | 6 | battery_power_limited
1 | 10.35 | 60 | 15 | 11.64 | 7.5 | 1479548 | 221932 | 6707507 | 60.05 | 86.89 | 1548542 | 0.1372 | 6 | 113.6774 | 20 | 587 | 0 | 259 | 6 | battery_power_limited
1 | 10.35 | 70 | 17.42 | 13.52 | 8.71 | 166712 | 25007 | 5045321 | 69.95 | 98.52 | 1471036 | 0.1304 | 7 | 240.0925 | 35.9 | 1047 | 0 | 259 | 6 | battery_power_limited
1 | 10.36 | 70 | 17.68 | 13.72 | 8.84 | 159059 | 23859 | 5050196 | 69.95 | 98.59 | 1483248 | 0.1314 | 7 | 248.0384 | 38 | 1047 | 0 | 259 | 6 | battery_power_limited
1 | 10.37 | 70 | 18.03 | 14 | 9.01 | 150041 | 22506 | 5055071 | 69.95 | 98.67 | 1499971 | 0.1329 | 7 | 275.5815 | 40 | 1047 | 0 | 259 | 6 | battery_power_limited
1 | 10.38 | 70 | 18.23 | 14.15 | 9.12 | 144692 | 21704 | 5059946 | 69.95 | 98.72 | 1509698 | 0.1338 | 7 | 288.6288 | 42 | 1047 | 0 | 259 | 6 | battery_power_limited
1 | 10.39 | 70 | 18.62 | 14.45 | 9.31 | 135692 | 20354 | 5064820 | 69.95 | 98.8 | 1528118 | 0.1354 | 7 | 365.987 | 46 | 1696 | 0 | 259 | 6 | battery_power_limited
1 | 10.4 | 60 | 15 | 11.64 | 7.5 | 1435177 | 215277 | 6739911 | 60.05 | 87.28 | 1544715 | 0.1369 | 6 | 113.9514 | 20 | 587 | 0 | 259 | 6 | battery_power_limited
1 | 10.4 | 70 | 18.93 | 14.7 | 9.47 | 128566 | 19285 | 5069695 | 69.95 | 98.86 | 1542969 | 0.1367 | 7 | 366.35 | 46 | 1696 | 0 | 259 | 6 | battery_power_limited
1 | 10.41 | 70 | 19.3 | 14.98 | 9.65 | 120663 | 18100 | 5074570 | 69.95 | 98.93 | 1560692 | 0.1383 | 7 | 584.711 | 52 | 2578 | 0 | 259 | 6 | battery_power_limited
1 | 10.42 | 70 | 19.67 | 15.27 | 9.83 | 113556 | 17033 | 5079444 | 69.95 | 98.99 | 1578367 | 0.1399 | 7 | 587.2212 | 53.9 | 2578 | 0 | 259 | 6 | battery_power_limited
1 | 10.43 | 70 | 20.05 | 15.56 | 10.02 | 106613 | 15992 | 5084319 | 69.95 | 99.06 | 1596645 | 0.1415 | 7 | 668.3493 | 61 | 2578 | 0 | 259 | 6 | battery_power_limited
1 | 10.44 | 70 | 20.48 | 15.9 | 10.24 | 99833 | 14975 | 5089194 | 69.95 | 99.12 | 1617664 | 0.1434 | 8 | 671.6822 | 65 | 2584 | 0 | 259 | 6 | battery_power_limited
1 | 10.45 | 60 | 15 | 11.64 | 7.5 | 1390812 | 208622 | 6772314 | 60.05 | 87.67 | 1540888 | 0.1366 | 6 | 114.0384 | 20 | 587 | 0 | 259 | 6 | battery_power_limited
1 | 10.45 | 70 | 20.92 | 16.24 | 10.46 | 93725 | 14059 | 5094069 | 69.95 | 99.17 | 1638693 | 0.1452 | 8 | 685.0288 | 70 | 2584 | 0 | 259 | 6 | battery_power_limited
1 | 10.46 | 70 | 21.4 | 16.61 | 10.7 | 87293 | 13094 | 5098943 | 69.95 | 99.23 | 1661987 | 0.1473 | 8 | 1191.5521 | 74.9 | 4306 | 0 | 259 | 6 | battery_power_limited
1 | 10.47 | 70 | 21.93 | 17.02 | 10.96 | 81361 | 12204 | 5103818 | 69.95 | 99.28 | 1687880 | 0.1496 | 8 | 1210.8349 | 88 | 4306 | 0 | 259 | 6 | battery_power_limited
1 | 10.48 | 70 | 22.51 | 17.47 | 11.25 | 75444 | 11317 | 5108693 | 69.95 | 99.33 | 1716318 | 0.1521 | 8 | 1356.6863 | 102.9 | 4499 | 0 | 259 | 6 | battery_power_limited
1 | 10.49 | 70 | 23.13 | 17.96 | 11.57 | 69645 | 10447 | 5113567 | 69.95 | 99.38 | 1746952 | 0.1548 | 8 | 1357.3308 | 103.9 | 4499 | 0 | 259 | 6 | battery_power_limited
1 | 10.5 | 60 | 15 | 11.64 | 7.5 | 1346450 | 201968 | 6804718 | 60.05 | 88.07 | 1537061 | 0.1362 | 6 | 120.2911 | 20 | 653 | 0 | 259 | 6 | battery_power_limited
1 | 10.5 | 70 | 23.81 | 18.49 | 11.91 | 63721 | 9558 | 5118442 | 69.95 | 99.44 | 1780133 | 0.1578 | 9 | 1553.8021 | 115.8 | 4883 | 0 | 259 | 6 | battery_power_limited
1 | 10.51 | 70 | 24.62 | 19.11 | 12.31 | 57120 | 8568 | 5123317 | 69.95 | 99.49 | 1819552 | 0.1612 | 9 | 1558.8253 | 124.9 | 4883 | 0 | 259 | 6 | battery_power_limited
1 | 10.52 | 70 | 25.49 | 19.79 | 12.75 | 50916 | 7637 | 5128192 | 69.95 | 99.55 | 1862265 | 0.165 | 9 | 1559.5651 | 125.9 | 4883 | 0 | 259 | 6 | battery_power_limited
1 | 10.53 | 70 | 26.46 | 20.54 | 13.23 | 45146 | 6772 | 5133066 | 69.95 | 99.6 | 1909946 | 0.1693 | 11 | 1714.9356 | 166 | 5148 | 0 | 259 | 6 | battery_power_limited
1 | 10.54 | 70 | 27.49 | 21.34 | 13.75 | 39516 | 5927 | 5137941 | 69.95 | 99.65 | 1960522 | 0.1737 | 12 | 1715.3884 | 167.8 | 5148 | 0 | 259 | 6 | battery_power_limited
1 | 10.55 | 60 | 15 | 11.64 | 7.5 | 1302093 | 195314 | 6837121 | 60.05 | 88.46 | 1533235 | 0.1359 | 6 | 120.3233 | 20 | 653 | 0 | 259 | 6 | battery_power_limited
1 | 10.55 | 70 | 28.78 | 22.34 | 14.39 | 33557 | 5034 | 5142816 | 69.95 | 99.7 | 2023709 | 0.1793 | 13 | 1774.9904 | 216 | 5148 | 0 | 259 | 6 | battery_power_limited
1 | 10.56 | 70 | 30.1 | 23.37 | 15.05 | 28681 | 4302 | 5147690 | 69.95 | 99.75 | 2089176 | 0.1851 | 14 | 2225.8185 | 282.6 | 5917 | 0 | 259 | 6 | battery_power_limited
1 | 10.57 | 70 | 31.74 | 24.64 | 15.87 | 23596 | 3539 | 5152565 | 69.95 | 99.79 | 2170000 | 0.1923 | 16 | 2226.4623 | 282.8 | 5917 | 0 | 259 | 6 | battery_power_limited
1 | 10.58 | 70 | 33.46 | 25.98 | 16.73 | 18663 | 2799 | 5157440 | 69.95 | 99.83 | 2254765 | 0.1998 | 18 | 3163.2459 | 409.7 | 7310 | 0 | 259 | 0 | battery_power_limited
1 | 10.59 | 70 | 35.63 | 27.66 | 17.81 | 14828 | 2224 | 5162314 | 69.95 | 99.87 | 2361673 | 0.2093 | 20 | 3177.5151 | 456.5 | 7310 | 0 | 258 | 18 | battery_power_limited
1 | 10.6 | 60 | 15 | 11.64 | 7.5 | 1257741 | 188661 | 6869524 | 60.05 | 88.85 | 1529410 | 0.1355 | 6 | 122.9527 | 20 | 653 | 0 | 259 | 6 | battery_power_limited
1 | 10.6 | 70 | 38.16 | 29.62 | 19.08 | 10917 | 1638 | 5167189 | 69.95 | 99.9 | 2486795 | 0.2204 | 21 | 3204.7774 | 476.5 | 7341 | 0 | 258 | 18 | battery_power_limited
1 | 10.61 | 70 | 41.37 | 32.12 | 20.69 | 7151 | 1073 | 5172064 | 69.95 | 99.94 | 2645512 | 0.2344 | 25 | 4395.9911 | 894.4 | 8760 | 0.0020548 | 258 | 18 | battery_power_limited
1 | 10.62 | 70 | 45.32 | 35.18 | 22.66 | 4144 | 622 | 5176939 | 69.95 | 99.96 | 2840687 | 0.2517 | 30 | 4406.9589 | 905.4 | 8760 | 0.0034247 | 258 | 18 | battery_power_limited
1 | 10.63 | 70 | 50.34 | 39.08 | 25.17 | 318 | 48 | 5181813 | 69.95 | 100 | 3088994 | 0.2737 | 36 | 4412.9384 | 911.4 | 8760 | 0.0041096 | 258 | 18 | battery_power_limited
1 | 10.64 | 70 | 59.54 | 46.22 | 29.77 | 0 | 0 | 5186688 | 69.95 | 100 | 3543891 | 0.3141 | 8760 | 8760 | 8760 | 8760 | 1 | 1 | 0
1 | 10.65 | 60 | 15 | 11.64 | 7.5 | 1213395 | 182009 | 6901928 | 60.05 | 89.25 | 1525587 | 0.1352 | 6 | 124.326 | 20 | 653 | 0 | 259 | 6 | battery_power_limited
1 | 10.65 | 70 | 76.68 | 59.52 | 38.34 | 0 | 0 | 5191563 | 69.95 | 100 | 4391394 | 0.3892 | 8760 | 8760 | 8760 | 8760 | 1 | 1 | 0
1 | 10.66 | 70 | 114.98 | 89.26 | 57.49 | 0 | 0 | 5196437 | 69.95 | 100 | 6284639 | 0.5569 | 8760 | 8760 | 8760 | 8760 | 1 | 1 | 0
1 | 10.67 | 70 | 382.48 | 296.92 | 191.24 | 0 | 0 | 5201312 | 69.95 | 100 | 19504134 | 1.7284 | 8760 | 8760 | 8760 | 8760 | 1 | 1 | 0
1 | 10.7 | 60 | 15 | 11.64 | 7.5 | 1169053 | 175358 | 6934331 | 60.05 | 89.64 | 1521763 | 0.1349 | 6 | 124.487 | 20 | 653 | 0 | 259 | 6 | battery_power_limited
1 | 10.75 | 60 | 15 | 11.64 | 7.5 | 1124716 | 168707 | 6966735 | 60.05 | 90.03 | 1517940 | 0.1345 | 6 | 125.0021 | 20 | 653 | 0 | 259 | 6 | battery_power_limited
1 | 10.76 | 60 | 15 | 11.64 | 7.5 | 1115849 | 167377 | 6973215 | 60.05 | 90.11 | 1517176 | 0.1344 | 6 | 125.25 | 20.9 | 653 | 0 | 259 | 6 | battery_power_limited
1 | 10.77 | 60 | 15 | 11.64 | 7.5 | 1106982 | 166047 | 6979696 | 60.05 | 90.19 | 1516411 | 0.1344 | 6 | 125.2534 | 20.9 | 653 | 0 | 259 | 6 | battery_power_limited
1 | 10.78 | 60 | 15 | 11.64 | 7.5 | 1098115 | 164717 | 6986177 | 60.05 | 90.27 | 1515647 | 0.1343 | 6 | 125.8884 | 21 | 653 | 0 | 259 | 6 | battery_power_limited
1 | 10.79 | 60 | 15 | 11.64 | 7.5 | 1089248 | 163387 | 6992657 | 60.05 | 90.35 | 1514882 | 0.1342 | 6 | 126.4753 | 21 | 653 | 0 | 259 | 6 | battery_power_limited
1 | 10.8 | 60 | 15 | 11.64 | 7.5 | 1080382 | 162057 | 6999138 | 60.05 | 90.43 | 1514118 | 0.1342 | 6 | 126.7027 | 21 | 653 | 0 | 259 | 6 | battery_power_limited
1 | 10.81 | 60 | 15 | 11.64 | 7.5 | 1071515 | 160727 | 7005619 | 60.05 | 90.5 | 1513354 | 0.1341 | 6 | 126.7116 | 21 | 653 | 0 | 259 | 6 | battery_power_limited
1 | 10.82 | 60 | 15 | 11.64 | 7.5 | 1062649 | 159397 | 7012099 | 60.05 | 90.58 | 1512589 | 0.134 | 6 | 126.7116 | 21 | 653 | 0 | 259 | 6 | battery_power_limited
1 | 10.83 | 60 | 15 | 11.64 | 7.5 | 1053783 | 158067 | 7018580 | 60.05 | 90.66 | 1511825 | 0.134 | 6 | 127.2322 | 21 | 653 | 0 | 259 | 6 | battery_power_limited
1 | 10.84 | 60 | 15 | 11.64 | 7.5 | 1044916 | 156737 | 7025061 | 60.05 | 90.74 | 1511060 | 0.1339 | 6 | 127.2322 | 21 | 653 | 0 | 259 | 6 | battery_power_limited
1 | 10.85 | 60 | 15 | 11.64 | 7.5 | 1036050 | 155407 | 7031541 | 60.05 | 90.82 | 1510296 | 0.1338 | 6 | 127.4116 | 21 | 653 | 0 | 259 | 6 | battery_power_limited
1 | 10.86 | 60 | 15 | 11.64 | 7.5 | 1027184 | 154078 | 7038022 | 60.05 | 90.9 | 1509532 | 0.1338 | 6 | 127.4404 | 21 | 653 | 0 | 259 | 6 | battery_power_limited
1 | 10.87 | 60 | 15 | 11.64 | 7.5 | 1018318 | 152748 | 7044503 | 60.05 | 90.98 | 1508767 | 0.1337 | 6 | 127.9678 | 21 | 653 | 0 | 259 | 6 | battery_power_limited
1 | 10.88 | 60 | 15 | 11.64 | 7.5 | 1009452 | 151418 | 7050984 | 60.05 | 91.05 | 1508003 | 0.1336 | 6 | 127.9753 | 21 | 653 | 0 | 259 | 6 | battery_power_limited
1 | 10.89 | 60 | 15 | 11.64 | 7.5 | 1000586 | 150088 | 7057464 | 60.05 | 91.13 | 1507239 | 0.1336 | 6 | 127.9753 | 21 | 653 | 0 | 259 | 6 | battery_power_limited
1 | 10.9 | 60 | 15 | 11.64 | 7.5 | 991720 | 148758 | 7063945 | 60.05 | 91.21 | 1506474 | 0.1335 | 6 | 127.9781 | 21 | 653 | 0 | 259 | 6 | battery_power_limited
1 | 10.91 | 60 | 15 | 11.64 | 7.5 | 982854 | 147428 | 7070426 | 60.05 | 91.29 | 1505710 | 0.1334 | 6 | 127.9788 | 21 | 653 | 0 | 259 | 6 | battery_power_limited
1 | 10.92 | 60 | 15 | 11.64 | 7.5 | 973989 | 146098 | 7076906 | 60.05 | 91.37 | 1504946 | 0.1334 | 6 | 127.9788 | 21 | 653 | 0 | 259 | 6 | battery_power_limited
1 | 10.93 | 60 | 15 | 11.64 | 7.5 | 965123 | 144768 | 7083387 | 60.05 | 91.45 | 1504182 | 0.1333 | 6 | 127.9842 | 21 | 653 | 0 | 259 | 6 | battery_power_limited
1 | 10.94 | 60 | 15 | 11.64 | 7.5 | 956257 | 143439 | 7089868 | 60.05 | 91.53 | 1503417 | 0.1332 | 6 | 128.0014 | 21.9 | 653 | 0 | 259 | 6 | battery_power_limited
1 | 10.95 | 60 | 15 | 11.64 | 7.5 | 947392 | 142109 | 7096348 | 60.05 | 91.6 | 1502653 | 0.1332 | 6 | 128.0856 | 22 | 653 | 0 | 259 | 6 | battery_power_limited
1 | 10.96 | 60 | 15 | 11.64 | 7.5 | 938527 | 140779 | 7102829 | 60.05 | 91.68 | 1501889 | 0.1331 | 6 | 128.1568 | 22 | 653 | 0 | 259 | 6 | battery_power_limited
1 | 10.97 | 60 | 15 | 11.64 | 7.5 | 929661 | 139449 | 7109310 | 60.05 | 91.76 | 1501125 | 0.133 | 6 | 128.1623 | 22 | 653 | 0 | 259 | 6 | battery_power_limited
1 | 10.98 | 60 | 15 | 11.64 | 7.5 | 920796 | 138119 | 7115790 | 60.05 | 91.84 | 1500360 | 0.133 | 6 | 128.163 | 22 | 653 | 0 | 259 | 6 | battery_power_limited
1 | 10.99 | 60 | 15 | 11.64 | 7.5 | 911931 | 136790 | 7122271 | 60.05 | 91.92 | 1499596 | 0.1329 | 6 | 128.1637 | 22 | 653 | 0 | 259 | 6 | battery_power_limited
1 | 11 | 60 | 15 | 11.64 | 7.5 | 903067 | 135460 | 7128752 | 60.05 | 92 | 1498832 | 0.1328 | 6 | 128.1747 | 22 | 653 | 0 | 259 | 6 | battery_power_limited
1 | 11.01 | 60 | 15 | 11.64 | 7.5 | 894202 | 134130 | 7135232 | 60.05 | 92.08 | 1498068 | 0.1328 | 6 | 128.1801 | 22 | 653 | 0 | 259 | 6 | battery_power_limited
1 | 11.02 | 60 | 15 | 11.64 | 7.5 | 885338 | 132801 | 7141713 | 60.05 | 92.15 | 1497304 | 0.1327 | 6 | 128.1801 | 22 | 653 | 0 | 259 | 6 | battery_power_limited
1 | 11.03 | 60 | 15 | 11.64 | 7.5 | 876474 | 131471 | 7148194 | 60.05 | 92.23 | 1496540 | 0.1326 | 6 | 128.1918 | 22 | 653 | 0 | 259 | 6 | battery_power_limited
1 | 11.04 | 60 | 15 | 11.64 | 7.5 | 867610 | 130142 | 7154674 | 60.05 | 92.31 | 1495776 | 0.1326 | 6 | 128.1952 | 22 | 653 | 0 | 259 | 6 | battery_power_limited
1 | 11.05 | 60 | 15 | 11.64 | 7.5 | 858747 | 128812 | 7161155 | 60.05 | 92.39 | 1495012 | 0.1325 | 6 | 128.7979 | 22 | 653 | 0 | 259 | 6 | battery_power_limited
1 | 11.06 | 60 | 15 | 11.64 | 7.5 | 849883 | 127483 | 7167636 | 60.05 | 92.47 | 1494248 | 0.1324 | 6 | 128.7986 | 22 | 653 | 0 | 259 | 6 | battery_power_limited
1 | 11.07 | 60 | 15 | 11.64 | 7.5 | 841020 | 126153 | 7174116 | 60.05 | 92.55 | 1493484 | 0.1324 | 6 | 128.7986 | 22 | 653 | 0 | 259 | 6 | battery_power_limited
1 | 11.08 | 60 | 15 | 11.64 | 7.5 | 832157 | 124824 | 7180597 | 60.05 | 92.63 | 1492720 | 0.1323 | 6 | 128.7986 | 22 | 653 | 0 | 259 | 6 | battery_power_limited
1 | 11.09 | 60 | 15 | 11.64 | 7.5 | 823294 | 123494 | 7187078 | 60.05 | 92.7 | 1491956 | 0.1322 | 6 | 128.8068 | 22 | 653 | 0 | 259 | 6 | battery_power_limited
1 | 11.1 | 60 | 15 | 11.64 | 7.5 | 814431 | 122165 | 7193559 | 60.05 | 92.78 | 1491192 | 0.1321 | 6 | 128.8075 | 22 | 653 | 0 | 259 | 6 | battery_power_limited
1 | 11.11 | 60 | 15 | 11.64 | 7.5 | 805569 | 120835 | 7200039 | 60.05 | 92.86 | 1490429 | 0.1321 | 6 | 128.8075 | 22 | 653 | 0 | 259 | 6 | battery_power_limited
1 | 11.12 | 60 | 15 | 11.64 | 7.5 | 796706 | 119506 | 7206520 | 60.05 | 92.94 | 1489665 | 0.132 | 6 | 131.4377 | 22 | 653 | 0 | 259 | 6 | battery_power_limited
1 | 11.13 | 60 | 15 | 11.64 | 7.5 | 787844 | 118177 | 7213001 | 60.05 | 93.02 | 1488901 | 0.1319 | 6 | 131.4377 | 22 | 653 | 0 | 259 | 6 | battery_power_limited
1 | 11.14 | 60 | 15 | 11.64 | 7.5 | 778982 | 116847 | 7219481 | 60.05 | 93.1 | 1488137 | 0.1319 | 6 | 131.4384 | 22 | 653 | 0 | 259 | 6 | battery_power_limited
1 | 11.15 | 60 | 15 | 11.64 | 7.5 | 770120 | 115518 | 7225962 | 60.05 | 93.18 | 1487374 | 0.1318 | 6 | 131.5781 | 22 | 653 | 0 | 259 | 6 | battery_power_limited
1 | 11.16 | 60 | 15 | 11.64 | 7.5 | 761258 | 114189 | 7232443 | 60.05 | 93.25 | 1486610 | 0.1317 | 6 | 131.5781 | 22 | 653 | 0 | 259 | 6 | battery_power_limited
1 | 11.17 | 60 | 15 | 11.64 | 7.5 | 752397 | 112859 | 7238923 | 60.05 | 93.33 | 1485846 | 0.1317 | 6 | 131.5781 | 22 | 653 | 0 | 259 | 6 | battery_power_limited
1 | 11.18 | 60 | 15 | 11.64 | 7.5 | 743536 | 111530 | 7245404 | 60.05 | 93.41 | 1485083 | 0.1316 | 6 | 131.5815 | 22 | 653 | 0 | 259 | 6 | battery_power_limited
1 | 11.19 | 60 | 15 | 11.64 | 7.5 | 734675 | 110201 | 7251885 | 60.05 | 93.49 | 1484319 | 0.1315 | 6 | 131.5815 | 22 | 653 | 0 | 259 | 6 | battery_power_limited
1 | 11.2 | 60 | 15 | 11.64 | 7.5 | 725815 | 108872 | 7258365 | 60.05 | 93.57 | 1483556 | 0.1315 | 6 | 131.5815 | 22 | 653 | 0 | 259 | 6 | battery_power_limited
1 | 11.21 | 60 | 15 | 11.64 | 7.5 | 716955 | 107543 | 7264846 | 60.05 | 93.65 | 1482792 | 0.1314 | 6 | 131.5815 | 22 | 653 | 0 | 259 | 6 | battery_power_limited
1 | 11.22 | 60 | 15 | 11.64 | 7.5 | 708095 | 106214 | 7271327 | 60.05 | 93.72 | 1482029 | 0.1313 | 6 | 131.5822 | 22 | 653 | 0 | 259 | 6 | battery_power_limited
1 | 11.23 | 60 | 15 | 11.64 | 7.5 | 699235 | 104885 | 7277807 | 60.05 | 93.8 | 1481265 | 0.1313 | 6 | 131.5822 | 22 | 653 | 0 | 259 | 6 | battery_power_limited
1 | 11.24 | 60 | 15 | 11.64 | 7.5 | 690375 | 103556 | 7284288 | 60.05 | 93.88 | 1480502 | 0.1312 | 6 | 131.5822 | 22 | 653 | 0 | 259 | 6 | battery_power_limited
1 | 11.25 | 60 | 15 | 11.64 | 7.5 | 681516 | 102227 | 7290769 | 60.05 | 93.96 | 1479739 | 0.1311 | 6 | 131.6527 | 22 | 653 | 0 | 259 | 6 | battery_power_limited
1 | 11.26 | 60 | 15 | 11.64 | 7.5 | 672656 | 100898 | 7297249 | 60.05 | 94.04 | 1478975 | 0.1311 | 6 | 131.6527 | 22 | 653 | 0 | 259 | 6 | battery_power_limited
1 | 11.27 | 60 | 15 | 11.64 | 7.5 | 663797 | 99570 | 7303730 | 60.05 | 94.12 | 1478212 | 0.131 | 6 | 132.0555 | 22 | 653 | 0 | 259 | 6 | battery_power_limited
1 | 11.28 | 60 | 15 | 11.64 | 7.5 | 654938 | 98241 | 7310211 | 60.05 | 94.2 | 1477449 | 0.1309 | 6 | 132.0712 | 22 | 653 | 0 | 259 | 6 | battery_power_limited
1 | 11.29 | 60 | 15 | 11.64 | 7.5 | 646079 | 96912 | 7316692 | 60.05 | 94.27 | 1476685 | 0.1309 | 6 | 132.1089 | 22 | 653 | 0 | 259 | 6 | battery_power_limited
1 | 11.3 | 60 | 15 | 11.64 | 7.5 | 637220 | 95583 | 7323172 | 60.05 | 94.35 | 1475922 | 0.1308 | 6 | 132.1089 | 22 | 653 | 0 | 259 | 6 | battery_power_limited
1 | 11.31 | 60 | 15 | 11.64 | 7.5 | 628361 | 94254 | 7329653 | 60.05 | 94.43 | 1475159 | 0.1307 | 6 | 132.1096 | 22 | 653 | 0 | 259 | 6 | battery_power_limited
1 | 11.32 | 60 | 15 | 11.64 | 7.5 | 619502 | 92925 | 7336134 | 60.05 | 94.51 | 1474395 | 0.1307 | 6 | 132.1123 | 22 | 653 | 0 | 259 | 6 | battery_power_limited
1 | 11.33 | 60 | 15 | 11.64 | 7.5 | 610644 | 91597 | 7342614 | 60.05 | 94.59 | 1473632 | 0.1306 | 6 | 132.1295 | 22 | 653 | 0 | 259 | 6 | battery_power_limited
1 | 11.34 | 60 | 15 | 11.64 | 7.5 | 601786 | 90268 | 7349095 | 60.05 | 94.67 | 1472869 | 0.1305 | 6 | 132.1295 | 22 | 653 | 0 | 259 | 6 | battery_power_limited
1 | 11.35 | 60 | 15 | 11.64 | 7.5 | 592928 | 88939 | 7355576 | 60.05 | 94.75 | 1472106 | 0.1305 | 6 | 132.1651 | 22 | 653 | 0 | 259 | 6 | battery_power_limited
1 | 11.36 | 60 | 15 | 11.64 | 7.5 | 584070 | 87611 | 7362056 | 60.05 | 94.82 | 1471343 | 0.1304 | 6 | 132.1658 | 22 | 653 | 0 | 259 | 6 | battery_power_limited
1 | 11.37 | 60 | 15 | 11.64 | 7.5 | 575213 | 86282 | 7368537 | 60.05 | 94.9 | 1470580 | 0.1303 | 6 | 132.1658 | 22 | 653 | 0 | 259 | 6 | battery_power_limited
1 | 11.38 | 60 | 15 | 11.64 | 7.5 | 566355 | 84953 | 7375018 | 60.05 | 94.98 | 1469817 | 0.1303 | 6 | 132.1712 | 22 | 653 | 0 | 259 | 6 | battery_power_limited
1 | 11.39 | 60 | 15 | 11.64 | 7.5 | 557498 | 83625 | 7381498 | 60.05 | 95.06 | 1469054 | 0.1302 | 6 | 132.1719 | 22 | 653 | 0 | 259 | 6 | battery_power_limited
1 | 11.4 | 60 | 15 | 11.64 | 7.5 | 548641 | 82296 | 7387979 | 60.05 | 95.14 | 1468291 | 0.1301 | 6 | 132.174 | 22 | 653 | 0 | 259 | 6 | battery_power_limited
1 | 11.41 | 60 | 15 | 11.64 | 7.5 | 539784 | 80968 | 7394460 | 60.05 | 95.22 | 1467528 | 0.13 | 6 | 132.1801 | 22 | 653 | 0 | 259 | 6 | battery_power_limited
1 | 11.42 | 60 | 15 | 11.64 | 7.5 | 530927 | 79639 | 7400940 | 60.05 | 95.3 | 1466765 | 0.13 | 6 | 132.1801 | 22 | 653 | 0 | 259 | 6 | battery_power_limited
1 | 11.43 | 60 | 15 | 11.64 | 7.5 | 522070 | 78311 | 7407421 | 60.05 | 95.37 | 1466002 | 0.1299 | 6 | 132.2973 | 22 | 653 | 0 | 259 | 6 | battery_power_limited
1 | 11.44 | 60 | 15 | 11.64 | 7.5 | 513213 | 76982 | 7413902 | 60.05 | 95.45 | 1465239 | 0.1298 | 6 | 132.2979 | 22 | 653 | 0 | 259 | 6 | battery_power_limited
1 | 11.45 | 60 | 15 | 11.64 | 7.5 | 504357 | 75654 | 7420382 | 60.05 | 95.53 | 1464476 | 0.1298 | 6 | 132.3 | 22 | 653 | 0 | 259 | 6 | battery_power_limited
1 | 11.46 | 60 | 15 | 11.64 | 7.5 | 495501 | 74325 | 7426863 | 60.05 | 95.61 | 1463713 | 0.1297 | 6 | 142.6671 | 22 | 712 | 0 | 259 | 6 | battery_power_limited
1 | 11.47 | 60 | 15 | 11.64 | 7.5 | 486645 | 72997 | 7433344 | 60.05 | 95.69 | 1462950 | 0.1296 | 6 | 142.6671 | 22 | 712 | 0 | 259 | 6 | battery_power_limited
1 | 11.48 | 60 | 15 | 11.64 | 7.5 | 477789 | 71668 | 7439825 | 60.05 | 95.77 | 1462188 | 0.1296 | 6 | 142.6678 | 22 | 712 | 0 | 259 | 6 | battery_power_limited
1 | 11.49 | 60 | 15 | 11.64 | 7.5 | 468934 | 70340 | 7446305 | 60.05 | 95.84 | 1461425 | 0.1295 | 6 | 143.4082 | 22 | 712 | 0 | 259 | 6 | battery_power_limited
1 | 11.5 | 60 | 15 | 11.64 | 7.5 | 460078 | 69012 | 7452786 | 60.05 | 95.92 | 1460662 | 0.1294 | 6 | 143.4089 | 22 | 712 | 0 | 259 | 6 | battery_power_limited
1 | 11.51 | 60 | 15 | 11.64 | 7.5 | 451223 | 67683 | 7459267 | 60.05 | 96 | 1459899 | 0.1294 | 6 | 143.4089 | 22 | 712 | 0 | 259 | 6 | battery_power_limited
1 | 11.52 | 60 | 15 | 11.64 | 7.5 | 442368 | 66355 | 7465747 | 60.05 | 96.08 | 1459137 | 0.1293 | 6 | 143.4089 | 22 | 712 | 0 | 259 | 6 | battery_power_limited
1 | 11.53 | 60 | 15 | 11.64 | 7.5 | 433514 | 65027 | 7472228 | 60.05 | 96.16 | 1458374 | 0.1292 | 6 | 143.411 | 22 | 712 | 0 | 259 | 6 | battery_power_limited
1 | 11.54 | 60 | 15 | 11.64 | 7.5 | 424659 | 63699 | 7478709 | 60.05 | 96.24 | 1457612 | 0.1292 | 6 | 143.411 | 22 | 712 | 0 | 259 | 6 | battery_power_limited
1 | 11.55 | 60 | 15 | 11.64 | 7.5 | 415805 | 62371 | 7485189 | 60.05 | 96.32 | 1456849 | 0.1291 | 6 | 143.4212 | 22 | 712 | 0 | 259 | 6 | battery_power_limited
1 | 11.56 | 60 | 15 | 11.64 | 7.5 | 406951 | 61043 | 7491670 | 60.05 | 96.39 | 1456086 | 0.129 | 6 | 143.4212 | 22 | 712 | 0 | 259 | 6 | battery_power_limited
1 | 11.57 | 60 | 15 | 11.64 | 7.5 | 398097 | 59715 | 7498151 | 60.05 | 96.47 | 1455324 | 0.129 | 6 | 143.4212 | 22 | 712 | 0 | 259 | 6 | battery_power_limited
1 | 11.58 | 60 | 15 | 11.64 | 7.5 | 389243 | 58386 | 7504631 | 60.05 | 96.55 | 1454561 | 0.1289 | 6 | 143.4219 | 22 | 712 | 0 | 259 | 6 | battery_power_limited
1 | 11.59 | 60 | 15 | 11.64 | 7.5 | 380389 | 57058 | 7511112 | 60.05 | 96.63 | 1453799 | 0.1288 | 6 | 143.4301 | 22 | 712 | 0 | 259 | 6 | battery_power_limited
1 | 11.6 | 60 | 15 | 11.64 | 7.5 | 371535 | 55730 | 7517593 | 60.05 | 96.71 | 1453036 | 0.1288 | 6 | 143.7589 | 22 | 712 | 0 | 259 | 6 | battery_power_limited
1 | 11.61 | 60 | 15 | 11.64 | 7.5 | 362682 | 54402 | 7524073 | 60.05 | 96.79 | 1452274 | 0.1287 | 6 | 143.7616 | 22 | 712 | 0 | 259 | 6 | battery_power_limited
1 | 11.62 | 60 | 15 | 11.64 | 7.5 | 353828 | 53074 | 7530554 | 60.05 | 96.86 | 1451511 | 0.1286 | 6 | 143.7616 | 22 | 712 | 0 | 259 | 6 | battery_power_limited
1 | 11.63 | 60 | 15 | 11.64 | 7.5 | 344975 | 51746 | 7537035 | 60.05 | 96.94 | 1450749 | 0.1286 | 6 | 143.7616 | 22 | 712 | 0 | 259 | 6 | battery_power_limited
1 | 11.64 | 60 | 15 | 11.64 | 7.5 | 336121 | 50418 | 7543515 | 60.05 | 97.02 | 1449987 | 0.1285 | 6 | 143.7616 | 22 | 712 | 0 | 259 | 6 | battery_power_limited
1 | 11.65 | 60 | 15 | 11.64 | 7.5 | 327268 | 49090 | 7549996 | 60.05 | 97.1 | 1449224 | 0.1284 | 6 | 143.7616 | 22 | 712 | 0 | 259 | 6 | battery_power_limited
1 | 11.66 | 60 | 15 | 11.64 | 7.5 | 318414 | 47762 | 7556477 | 60.05 | 97.18 | 1448462 | 0.1284 | 6 | 143.7637 | 22 | 712 | 0 | 259 | 6 | battery_power_limited
1 | 11.67 | 60 | 15 | 11.64 | 7.5 | 309561 | 46434 | 7562957 | 60.05 | 97.26 | 1447699 | 0.1283 | 6 | 144.8466 | 22.9 | 712 | 0 | 259 | 6 | battery_power_limited
1 | 11.68 | 60 | 15 | 11.64 | 7.5 | 300708 | 45106 | 7569438 | 60.05 | 97.34 | 1446937 | 0.1282 | 6 | 144.8466 | 22.9 | 712 | 0 | 259 | 6 | battery_power_limited
1 | 11.69 | 60 | 15 | 11.64 | 7.5 | 291855 | 43778 | 7575919 | 60.05 | 97.41 | 1446174 | 0.1282 | 6 | 144.8466 | 22.9 | 712 | 0 | 259 | 6 | battery_power_limited
1 | 11.7 | 60 | 15 | 11.64 | 7.5 | 283003 | 42450 | 7582400 | 60.05 | 97.49 | 1445412 | 0.1281 | 6 | 144.8596 | 22.9 | 712 | 0 | 259 | 6 | battery_power_limited
1 | 11.71 | 60 | 15 | 11.64 | 7.5 | 274151 | 41123 | 7588880 | 60.05 | 97.57 | 1444650 | 0.128 | 6 | 144.8603 | 23 | 712 | 0 | 259 | 6 | battery_power_limited
1 | 11.72 | 60 | 15 | 11.64 | 7.5 | 265300 | 39795 | 7595361 | 60.05 | 97.65 | 1443888 | 0.128 | 6 | 144.8603 | 23 | 712 | 0 | 259 | 6 | battery_power_limited
1 | 11.73 | 60 | 15 | 11.64 | 7.5 | 256448 | 38467 | 7601842 | 60.05 | 97.73 | 1443126 | 0.1279 | 6 | 144.8603 | 23 | 712 | 0 | 259 | 6 | battery_power_limited
1 | 11.74 | 60 | 15 | 11.64 | 7.5 | 247597 | 37140 | 7608322 | 60.05 | 97.81 | 1442364 | 0.1278 | 6 | 144.8603 | 23 | 712 | 0 | 259 | 6 | battery_power_limited
1 | 11.75 | 60 | 15 | 11.64 | 7.5 | 238746 | 35812 | 7614803 | 60.05 | 97.88 | 1441601 | 0.1278 | 6 | 144.8603 | 23 | 712 | 0 | 259 | 6 | battery_power_limited
1 | 11.76 | 60 | 15 | 11.64 | 7.5 | 229894 | 34484 | 7621284 | 60.05 | 97.96 | 1440839 | 0.1277 | 6 | 144.9726 | 23 | 712 | 0 | 259 | 6 | battery_power_limited
1 | 11.77 | 60 | 15 | 11.64 | 7.5 | 221044 | 33157 | 7627764 | 60.05 | 98.04 | 1440077 | 0.1276 | 6 | 144.9733 | 23 | 712 | 0 | 259 | 6 | battery_power_limited
1 | 11.78 | 60 | 15 | 11.64 | 7.5 | 212193 | 31829 | 7634245 | 60.05 | 98.12 | 1439315 | 0.1275 | 6 | 144.9822 | 23 | 712 | 0 | 259 | 6 | battery_power_limited
1 | 11.79 | 60 | 15 | 11.64 | 7.5 | 203343 | 30501 | 7640726 | 60.05 | 98.2 | 1438553 | 0.1275 | 6 | 144.9829 | 23 | 712 | 0 | 259 | 6 | battery_power_limited
1 | 11.8 | 60 | 15 | 11.64 | 7.5 | 194493 | 29174 | 7647206 | 60.05 | 98.28 | 1437791 | 0.1274 | 6 | 144.9836 | 23 | 712 | 0 | 259 | 6 | battery_power_limited
1 | 11.81 | 60 | 15 | 11.64 | 7.5 | 185643 | 27846 | 7653687 | 60.05 | 98.35 | 1437029 | 0.1273 | 6 | 144.9836 | 23 | 712 | 0 | 259 | 6 | battery_power_limited
1 | 11.82 | 60 | 15 | 11.64 | 7.5 | 181936 | 27290 | 7660235 | 60.05 | 98.39 | 1437039 | 0.1273 | 6 | 144.9836 | 23 | 712 | 0 | 259 | 6 | battery_power_limited
1 | 11.83 | 60 | 15 | 11.64 | 7.5 | 181539 | 27231 | 7666858 | 60.05 | 98.39 | 1437545 | 0.1274 | 6 | 144.9836 | 23 | 712 | 0 | 259 | 6 | battery_power_limited
1 | 11.84 | 60 | 15 | 11.64 | 7.5 | 181142 | 27171 | 7677423 | 60.03 | 98.39 | 1438051 | 0.1274 | 6 | 145.0295 | 23 | 712 | 0 | 259 | 6 | battery_power_limited
1 | 11.85 | 60 | 15 | 11.64 | 7.5 | 180744 | 27112 | 7684288 | 60.03 | 98.4 | 1438557 | 0.1275 | 6 | 145.0295 | 23 | 712 | 0 | 259 | 6 | battery_power_limited
1 | 11.86 | 60 | 15 | 11.64 | 7.5 | 180347 | 27052 | 7686090 | 60.05 | 98.4 | 1439063 | 0.1275 | 6 | 145.0295 | 23 | 712 | 0 | 259 | 6 | battery_power_limited
1 | 11.87 | 60 | 15 | 11.64 | 7.5 | 179950 | 26993 | 7692571 | 60.05 | 98.41 | 1439569 | 0.1276 | 6 | 145.0295 | 23 | 712 | 0 | 259 | 6 | battery_power_limited
1 | 11.88 | 60 | 15 | 11.64 | 7.5 | 179553 | 26933 | 7699459 | 60.05 | 98.41 | 1440075 | 0.1276 | 6 | 145.0295 | 23 | 712 | 0 | 259 | 6 | battery_power_limited
1 | 11.89 | 60 | 15 | 11.64 | 7.5 | 179174 | 26876 | 7705542 | 60.05 | 98.41 | 1440584 | 0.1277 | 6 | 145.0295 | 23 | 712 | 0 | 259 | 6 | battery_power_limited
1 | 11.9 | 60 | 15 | 11.64 | 7.5 | 178796 | 26819 | 7720742 | 60 | 98.42 | 1441092 | 0.1277 | 6 | 145.0295 | 23 | 712 | 0 | 259 | 6 | battery_power_limited
1 | 11.91 | 60 | 15 | 11.64 | 7.5 | 178422 | 26763 | 7737814 | 59.95 | 98.42 | 1441602 | 0.1278 | 6 | 145.0945 | 23 | 712 | 0 | 259 | 6 | battery_power_limited
1 | 11.92 | 60 | 15 | 11.64 | 7.5 | 178051 | 26708 | 7744311 | 59.95 | 98.42 | 1442112 | 0.1278 | 6 | 145.1062 | 23 | 712 | 0 | 259 | 6 | battery_power_limited
1 | 11.93 | 60 | 15 | 11.64 | 7.5 | 177679 | 26652 | 7750808 | 59.95 | 98.43 | 1442622 | 0.1278 | 6 | 145.1096 | 23 | 712 | 0 | 259 | 6 | battery_power_limited
1 | 11.94 | 60 | 15 | 11.64 | 7.5 | 177308 | 26596 | 7757305 | 59.95 | 98.43 | 1443132 | 0.1279 | 6 | 145.1103 | 23 | 712 | 0 | 259 | 6 | battery_power_limited
1 | 11.95 | 60 | 15 | 11.64 | 7.5 | 176937 | 26540 | 7763802 | 59.95 | 98.43 | 1443641 | 0.1279 | 6 | 145.1103 | 23 | 712 | 0 | 259 | 6 | battery_power_limited
1 | 11.96 | 60 | 15 | 11.64 | 7.5 | 176565 | 26485 | 7770299 | 59.95 | 98.44 | 1444151 | 0.128 | 6 | 145.1103 | 23 | 712 | 0 | 259 | 6 | battery_power_limited
1 | 11.97 | 60 | 15 | 11.64 | 7.5 | 176194 | 26429 | 7776796 | 59.95 | 98.44 | 1444661 | 0.128 | 6 | 145.3158 | 23 | 712 | 0 | 259 | 6 | battery_power_limited
1 | 11.98 | 60 | 15.05 | 11.68 | 7.52 | 173198 | 25980 | 7783293 | 59.95 | 98.47 | 1447093 | 0.1282 | 6 | 145.7849 | 23 | 712 | 0 | 259 | 6 | battery_power_limited
1 | 11.99 | 60 | 15.04 | 11.68 | 7.52 | 173129 | 25969 | 7789790 | 59.95 | 98.47 | 1447387 | 0.1283 | 6 | 145.4315 | 23 | 712 | 0 | 259 | 6 | battery_power_limited
1 | 12 | 60 | 15.15 | 11.76 | 7.58 | 166893 | 25034 | 7796286 | 59.95 | 98.52 | 1452381 | 0.1287 | 6 | 150.6589 | 24 | 712 | 0 | 259 | 6 | battery_power_limited
1 | 12.01 | 60 | 15.03 | 11.67 | 7.52 | 172957 | 25944 | 7802783 | 59.95 | 98.47 | 1448040 | 0.1283 | 6 | 145.4322 | 23 | 712 | 0 | 259 | 6 | battery_power_limited
1 | 12.02 | 60 | 15.12 | 11.74 | 7.56 | 167709 | 25156 | 7809280 | 59.95 | 98.51 | 1452326 | 0.1287 | 6 | 149.9308 | 24 | 712 | 0 | 259 | 6 | battery_power_limited
1 | 12.03 | 60 | 15.05 | 11.68 | 7.53 | 171154 | 25673 | 7815777 | 59.95 | 98.48 | 1449870 | 0.1285 | 6 | 145.7959 | 23 | 712 | 0 | 259 | 6 | battery_power_limited
1 | 12.04 | 60 | 15.14 | 11.76 | 7.57 | 166430 | 24965 | 7822274 | 59.95 | 98.53 | 1454218 | 0.1289 | 6 | 150.6562 | 24 | 712 | 0 | 259 | 6 | battery_power_limited
1 | 12.05 | 60 | 15.08 | 11.7 | 7.54 | 169056 | 25358 | 7828771 | 59.95 | 98.5 | 1451938 | 0.1287 | 6 | 146.4 | 23 | 712 | 0 | 259 | 6 | battery_power_limited
1 | 12.06 | 60 | 15.16 | 11.77 | 7.58 | 164511 | 24677 | 7835268 | 59.95 | 98.54 | 1455774 | 0.129 | 6 | 153.5993 | 24 | 712 | 0 | 259 | 6 | battery_power_limited
1 | 12.07 | 60 | 15.14 | 11.75 | 7.57 | 165151 | 24773 | 7841765 | 59.95 | 98.54 | 1455491 | 0.129 | 6 | 151.4651 | 24 | 712 | 0 | 259 | 6 | battery_power_limited
1 | 12.08 | 60 | 15.17 | 11.77 | 7.58 | 163397 | 24510 | 7848262 | 59.95 | 98.55 | 1457197 | 0.1291 | 6 | 157.8384 | 24.9 | 712 | 0 | 259 | 6 | battery_power_limited
1 | 12.09 | 60 | 15.17 | 11.77 | 7.58 | 163114 | 24467 | 7854759 | 59.95 | 98.55 | 1457677 | 0.1292 | 6 | 158.3589 | 25 | 712 | 0 | 259 | 6 | battery_power_limited
1 | 12.1 | 60 | 15.16 | 11.77 | 7.58 | 163003 | 24450 | 7861255 | 59.95 | 98.56 | 1458008 | 0.1292 | 6 | 157.8377 | 24.9 | 712 | 0 | 259 | 6 | battery_power_limited
1 | 12.11 | 60 | 15.2 | 11.8 | 7.6 | 160723 | 24108 | 7867752 | 59.95 | 98.58 | 1460369 | 0.1294 | 6 | 162.1377 | 25 | 712 | 0 | 259 | 6 | battery_power_limited
1 | 12.12 | 60 | 15.29 | 11.87 | 7.64 | 156607 | 23491 | 7874249 | 59.95 | 98.61 | 1464371 | 0.1298 | 6 | 162.4425 | 26 | 712 | 0 | 259 | 6 | battery_power_limited
1 | 12.13 | 60 | 15.46 | 12 | 7.73 | 148956 | 22343 | 7880746 | 59.95 | 98.68 | 1472438 | 0.1305 | 6 | 170.9137 | 28 | 736 | 0 | 259 | 6 | battery_power_limited
1 | 12.14 | 60 | 15.59 | 12.1 | 7.8 | 143584 | 21538 | 7887243 | 59.95 | 98.73 | 1478641 | 0.131 | 6 | 175.1801 | 29 | 736 | 0 | 259 | 6 | battery_power_limited
1 | 12.15 | 60 | 15.76 | 12.23 | 7.88 | 137356 | 20603 | 7893740 | 59.95 | 98.78 | 1486428 | 0.1317 | 6 | 191.8116 | 31 | 736 | 0 | 259 | 6 | battery_power_limited
1 | 12.16 | 60 | 16.15 | 12.54 | 8.08 | 124668 | 18700 | 7900237 | 59.95 | 98.9 | 1504717 | 0.1333 | 6 | 221.9336 | 35.9 | 736 | 0 | 259 | 6 | battery_power_limited
1 | 12.17 | 60 | 16.19 | 12.57 | 8.1 | 123388 | 18508 | 7906734 | 59.95 | 98.91 | 1506904 | 0.1335 | 6 | 222.4425 | 36 | 736 | 0 | 259 | 6 | battery_power_limited
1 | 12.18 | 60 | 16.49 | 12.8 | 8.24 | 115504 | 17326 | 7913231 | 59.95 | 98.98 | 1520884 | 0.1348 | 7 | 264.4671 | 38 | 1047 | 0 | 259 | 6 | battery_power_limited
1 | 12.19 | 60 | 16.5 | 12.81 | 8.25 | 114737 | 17211 | 7919728 | 59.95 | 98.98 | 1521897 | 0.1349 | 7 | 264.4678 | 38 | 1047 | 0 | 259 | 6 | battery_power_limited
1 | 12.2 | 60 | 16.87 | 13.1 | 8.44 | 106098 | 15915 | 7926225 | 59.95 | 99.06 | 1539576 | 0.1364 | 7 | 294.6199 | 45 | 1047 | 0 | 259 | 6 | battery_power_limited
1 | 12.21 | 60 | 16.92 | 13.14 | 8.46 | 104844 | 15727 | 7932721 | 59.95 | 99.07 | 1542443 | 0.1367 | 7 | 294.7603 | 45 | 1047 | 0 | 259 | 6 | battery_power_limited
1 | 12.22 | 60 | 17.26 | 13.4 | 8.63 | 97825 | 14674 | 7939218 | 59.95 | 99.13 | 1558681 | 0.1381 | 7 | 372.0555 | 47 | 1595 | 0 | 259 | 6 | battery_power_limited
1 | 12.23 | 60 | 17.77 | 13.79 | 8.88 | 88678 | 13302 | 7945715 | 59.95 | 99.21 | 1583001 | 0.1403 | 7 | 384.574 | 52 | 1596 | 0 | 259 | 6 | battery_power_limited
1 | 12.24 | 60 | 17.99 | 13.97 | 9 | 84672 | 12701 | 7952212 | 59.95 | 99.25 | 1594157 | 0.1413 | 7 | 384.6651 | 52 | 1596 | 0 | 259 | 6 | battery_power_limited
1 | 12.25 | 60 | 18.28 | 14.19 | 9.14 | 79865 | 11980 | 7958709 | 59.95 | 99.29 | 1608090 | 0.1425 | 7 | 465.5993 | 55 | 1696 | 0 | 259 | 6 | battery_power_limited
1 | 12.26 | 60 | 18.85 | 14.63 | 9.42 | 70853 | 10628 | 7965206 | 59.95 | 99.37 | 1635509 | 0.1449 | 7 | 633.8425 | 64.9 | 2047 | 0 | 259 | 6 | battery_power_limited
1 | 12.27 | 60 | 18.72 | 14.53 | 9.36 | 72496 | 10874 | 7971703 | 59.95 | 99.36 | 1629721 | 0.1444 | 7 | 633.8164 | 64 | 2047 | 0 | 259 | 6 | battery_power_limited
1 | 12.28 | 60 | 19.17 | 14.88 | 9.58 | 66448 | 9967 | 7978200 | 59.95 | 99.41 | 1651787 | 0.1464 | 7 | 1525.9671 | 78 | 4882 | 0 | 259 | 6 | battery_power_limited
1 | 12.29 | 60 | 19.76 | 15.34 | 9.88 | 60299 | 9045 | 7984697 | 59.95 | 99.47 | 1680389 | 0.1489 | 8 | 1674.4178 | 97.8 | 5140 | 0 | 259 | 6 | battery_power_limited
1 | 12.3 | 60 | 20.26 | 15.73 | 10.13 | 56212 | 8432 | 7991194 | 59.95 | 99.5 | 1705319 | 0.1511 | 8 | 1682.0884 | 109.9 | 5146 | 0 | 259 | 6 | battery_power_limited
1 | 12.31 | 60 | 20.69 | 16.06 | 10.35 | 53078 | 7962 | 7997690 | 59.95 | 99.53 | 1726748 | 0.153 | 8 | 1691.2966 | 126 | 5146 | 0 | 259 | 6 | battery_power_limited
1 | 12.32 | 60 | 21.05 | 16.34 | 10.52 | 50576 | 7586 | 8004187 | 59.95 | 99.55 | 1744572 | 0.1546 | 8 | 1755.5089 | 178 | 5146 | 0 | 259 | 6 | battery_power_limited
1 | 12.33 | 60 | 21.82 | 16.94 | 10.91 | 46379 | 6957 | 8010684 | 59.95 | 99.59 | 1782597 | 0.158 | 8 | 1756.5384 | 179 | 5147 | 0 | 259 | 6 | battery_power_limited
1 | 12.34 | 60 | 22.43 | 17.41 | 11.22 | 43040 | 6456 | 8017181 | 59.95 | 99.62 | 1812783 | 0.1606 | 9 | 1756.6356 | 179.9 | 5147 | 0 | 259 | 6 | battery_power_limited
1 | 12.35 | 60 | 23.02 | 17.87 | 11.51 | 39798 | 5970 | 8023678 | 59.95 | 99.65 | 1842075 | 0.1632 | 9 | 1756.8788 | 180.8 | 5147 | 0 | 259 | 6 | battery_power_limited
1 | 12.36 | 60 | 24.01 | 18.64 | 12.01 | 34602 | 5190 | 8030175 | 59.95 | 99.69 | 1890817 | 0.1676 | 9 | 1768.7144 | 199.7 | 5147 | 0 | 259 | 6 | battery_power_limited
1 | 12.37 | 60 | 24.7 | 19.18 | 12.35 | 31361 | 4704 | 8036672 | 59.95 | 99.72 | 1924998 | 0.1706 | 11 | 1769.9705 | 201.8 | 5147 | 0 | 259 | 6 | battery_power_limited
1 | 12.38 | 60 | 25.5 | 19.8 | 12.75 | 27630 | 4145 | 8043169 | 59.95 | 99.76 | 1964421 | 0.1741 | 12 | 1770.4568 | 202.8 | 5147 | 0 | 259 | 6 | battery_power_limited
1 | 12.39 | 60 | 26.22 | 20.36 | 13.11 | 24551 | 3683 | 8049666 | 59.95 | 99.78 | 2000204 | 0.1773 | 12 | 2181.5164 | 259.8 | 5850 | 0 | 259 | 6 | battery_power_limited
1 | 12.4 | 60 | 27.18 | 21.1 | 13.59 | 21462 | 3219 | 8056163 | 59.95 | 99.81 | 2047572 | 0.1815 | 13 | 2225.8267 | 281.9 | 5916 | 0 | 259 | 6 | battery_power_limited
1 | 12.41 | 60 | 28.47 | 22.1 | 14.23 | 17885 | 2683 | 8062660 | 59.95 | 99.84 | 2111397 | 0.1871 | 15 | 3161.6178 | 407.9 | 7308 | 0 | 259 | 0 | battery_power_limited
1 | 12.42 | 60 | 29.8 | 23.13 | 14.9 | 14912 | 2237 | 8069156 | 59.95 | 99.87 | 2177085 | 0.1929 | 15 | 3177.4884 | 456.9 | 7309 | 0 | 259 | 0 | battery_power_limited
1 | 12.43 | 60 | 31.74 | 24.64 | 15.87 | 13235 | 1985 | 8075653 | 59.95 | 99.88 | 2273438 | 0.2015 | 18 | 4384.0103 | 882.4 | 8760 | 0.00068493 | 259 | 0 | battery_power_limited
1 | 12.44 | 60 | 34.26 | 26.6 | 17.13 | 11308 | 1696 | 8082150 | 59.95 | 99.9 | 2398517 | 0.2126 | 20 | 4385.013 | 883.4 | 8760 | 0.00068493 | 258 | 18 | battery_power_limited
1 | 12.45 | 60 | 36.7 | 28.49 | 18.35 | 9449 | 1417 | 8088647 | 59.95 | 99.92 | 2519284 | 0.2233 | 21 | 4391.9979 | 890.4 | 8760 | 0.0013699 | 258 | 18 | battery_power_limited
1 | 12.46 | 60 | 39.34 | 30.54 | 19.67 | 7439 | 1116 | 8095144 | 59.95 | 99.93 | 2649775 | 0.2348 | 25 | 4395.9904 | 894.4 | 8760 | 0.0020548 | 258 | 18 | battery_power_limited
1 | 12.47 | 60 | 42.31 | 32.85 | 21.16 | 5171 | 776 | 8101641 | 59.95 | 99.95 | 2797035 | 0.2479 | 28 | 4404.9644 | 903.4 | 8760 | 0.0027397 | 258 | 18 | battery_power_limited
1 | 12.48 | 60 | 45.79 | 35.54 | 22.89 | 2524 | 379 | 8108138 | 59.95 | 99.98 | 2968881 | 0.2631 | 32 | 4408.9521 | 907.4 | 8760 | 0.0034247 | 258 | 18 | battery_power_limited
1 | 12.49 | 60 | 49.68 | 38.57 | 24.84 | 0 | 0 | 8114635 | 59.95 | 100 | 3161324 | 0.2802 | 8760 | 8760 | 8760 | 8760 | 1 | 1 | 0
1 | 12.5 | 60 | 56.9 | 44.17 | 28.45 | 0 | 0 | 8121132 | 59.95 | 100 | 3518607 | 0.3118 | 8760 | 8760 | 8760 | 8760 | 1 | 1 | 0
1 | 12.51 | 60 | 70.25 | 54.53 | 35.13 | 0 | 0 | 8127629 | 59.95 | 100 | 4179043 | 0.3703 | 8760 | 8760 | 8760 | 8760 | 1 | 1 | 0
1 | 12.52 | 60 | 86.85 | 67.42 | 43.43 | 0 | 0 | 8134126 | 59.95 | 100 | 5000111 | 0.4431 | 8760 | 8760 | 8760 | 8760 | 1 | 1 | 0
1 | 12.53 | 60 | 125.14 | 97.15 | 62.57 | 0 | 0 | 8140622 | 59.95 | 100 | 6892712 | 0.6108 | 8760 | 8760 | 8760 | 8760 | 1 | 1 | 0
1 | 12.54 | 60 | 285.3 | 221.48 | 142.65 | 0 | 0 | 8147119 | 59.95 | 100 | 14807938 | 1.3123 | 8760 | 8760 | 8760 | 8760 | 1 | 1 | 0