## Results
storage_factor | Total_Renewable_MW | PV_MW | Wind_MW | cons_target_% | elec_cap_kW | fc_cap_kW | h2_tank_kg | h2_tank_MWh | grid_kWh | grid_cost_USD | curtail_kWh | actual_cons_% | energy_pen_% | ann_pv | ann_wind | ann_bat | ann_elec | ann_h2 | ann_fc | total_cost_USD | LCOE_USD_per_kWh | min_offgrid_hours | mean_offgrid_hours | p10_offgrid_hours | max_offgrid_hours | survival_rate | worst_start_day | worst_start_hour | worst_failure_reason
1 | 0.072 | 0.018885 | 0.053115 | 100 | 0.5 | 70.4 | 0.5 | 0.0167 | 109590 | 1263 | 31 | 99.95 | 35.42 | 1109 | 8159 | 28826 | 152 | 22 | 16688 | 56219 | 0.3313 | 10 | 35.9534 | 17 | 168 | 0 | 227 | 18 | h2_depleted
1 | 0.077 | 0.020197 | 0.056803 | 100 | 5.1 | 70.4 | 1.2 | 0.04 | 105675 | 1221 | 34 | 99.95 | 37.73 | 1186 | 8725 | 28826 | 1559 | 56 | 16688 | 58260 | 0.3433 | 10 | 38.5301 | 17.9 | 182 | 0 | 227 | 18 | h2_depleted
1 | 0.082 | 0.021508 | 0.060492 | 100 | 8 | 70.4 | 1.9 | 0.0633 | 101836 | 1181 | 36 | 99.95 | 39.99 | 1263 | 9292 | 28826 | 2446 | 87 | 16688 | 59782 | 0.3523 | 11 | 41.239 | 18 | 191 | 0 | 227 | 18 | h2_depleted
1 | 0.087 | 0.02282 | 0.06418 | 100 | 8.2 | 70.4 | 4 | 0.1333 | 98191 | 1139 | 38 | 99.95 | 42.14 | 1340 | 9858 | 28826 | 2504 | 182 | 16688 | 60537 | 0.3567 | 12 | 46.0445 | 20 | 196 | 0 | 227 | 18 | h2_depleted
1 | 0.092 | 0.024131 | 0.067869 | 100 | 12.4 | 70.4 | 4.9 | 0.1633 | 94588 | 1100 | 40 | 99.95 | 44.26 | 1417 | 10425 | 28826 | 3812 | 220 | 16688 | 62487 | 0.3682 | 13 | 49.1829 | 20 | 205 | 0 | 227 | 18 | h2_depleted
1 | 0.097 | 0.025443 | 0.071557 | 100 | 15 | 70.4 | 7 | 0.2333 | 91089 | 1060 | 42 | 99.95 | 46.32 | 1494 | 10991 | 28826 | 4600 | 318 | 16688 | 63977 | 0.377 | 15 | 54.1986 | 22 | 215 | 0 | 358 | 18 | h2_depleted
1 | 0.102 | 0.026754 | 0.075246 | 100 | 17.6 | 70.4 | 7.8 | 0.26 | 87699 | 1025 | 44 | 99.95 | 48.32 | 1571 | 11558 | 28826 | 5396 | 351 | 16688 | 65415 | 0.3855 | 15 | 57.4945 | 23 | 217 | 0 | 358 | 18 | h2_depleted
1 | 0.107 | 0.028066 | 0.078934 | 100 | 19.9 | 70.4 | 9.5 | 0.3166 | 84345 | 988 | 47 | 99.95 | 50.3 | 1648 | 12125 | 28826 | 6106 | 428 | 16688 | 66808 | 0.3937 | 17 | 62.6692 | 24 | 228 | 0 | 358 | 12 | h2_depleted
1 | 0.112 | 0.029377 | 0.082623 | 100 | 22.8 | 70.4 | 11.2 | 0.3733 | 80982 | 952 | 49 | 99.95 | 52.28 | 1725 | 12691 | 28826 | 6986 | 504 | 16688 | 68372 | 0.4029 | 18 | 67.8192 | 26 | 233 | 0 | 358 | 12 | h2_depleted
1 | 0.117 | 0.030689 | 0.086311 | 100 | 25.2 | 70.4 | 12.6 | 0.42 | 77745 | 918 | 51 | 99.95 | 54.19 | 1802 | 13258 | 28826 | 7734 | 568 | 16688 | 69793 | 0.4113 | 19 | 72.9541 | 27 | 259 | 0 | 358 | 12 | h2_depleted
1 | 0.122 | 0.032 | 0.09 | 100 | 26.8 | 70.4 | 13.4 | 0.4466 | 74676 | 886 | 53 | 99.95 | 55.99 | 1879 | 13824 | 28826 | 8228 | 606 | 16688 | 70937 | 0.418 | 20 | 77.2384 | 28 | 266 | 0 | 358 | 12 | h2_depleted
1 | 0.127 | 0.033311 | 0.093689 | 90 | 0.4 | 70.4 | 0.5 | 0.0167 | 74751 | 906 | 11126 | 89.95 | 55.95 | 1956 | 14391 | 28826 | 134 | 22 | 16688 | 62923 | 0.3708 | 11 | 52.9836 | 18 | 215 | 0 | 227 | 18 | h2_depleted
1 | 0.127 | 0.033311 | 0.093689 | 100 | 29.6 | 70.4 | 14.7 | 0.49 | 71624 | 854 | 55 | 99.95 | 57.79 | 1956 | 14391 | 28826 | 9083 | 665 | 16688 | 72463 | 0.427 | 21 | 82.5507 | 29 | 288 | 0 | 358 | 6 | h2_depleted
1 | 0.132 | 0.034623 | 0.097377 | 90 | 1.7 | 70.4 | 1.9 | 0.0633 | 71940 | 875 | 11564 | 89.95 | 57.61 | 2033 | 14957 | 28826 | 512 | 86 | 16688 | 63977 | 0.377 | 12 | 57.6555 | 19 | 217 | 0 | 227 | 18 | h2_depleted
1 | 0.132 | 0.034623 | 0.097377 | 100 | 32.3 | 70.4 | 16 | 0.5333 | 68687 | 823 | 58 | 99.95 | 59.52 | 2033 | 14957 | 28826 | 9921 | 722 | 16688 | 73971 | 0.4359 | 21 | 88.6877 | 30 | 311 | 0 | 358 | 6 | h2_depleted
1 | 0.137 | 0.035934 | 0.10107 | 90 | 3.4 | 70.4 | 3.6 | 0.12 | 69309 | 845 | 12002 | 89.95 | 59.16 | 2110 | 15524 | 28826 | 1042 | 162 | 16688 | 65196 | 0.3842 | 13 | 62.3205 | 20 | 238 | 0 | 227 | 18 | h2_depleted
1 | 0.137 | 0.035934 | 0.10107 | 100 | 35.1 | 70.4 | 17.2 | 0.5733 | 65879 | 793 | 60 | 99.95 | 61.18 | 2110 | 15524 | 28826 | 10763 | 778 | 16688 | 75482 | 0.4448 | 22 | 95.9815 | 31 | 323 | 0 | 358 | 6 | h2_depleted
1 | 0.142 | 0.037246 | 0.10475 | 90 | 4.3 | 70.4 | 4.8 | 0.16 | 66464 | 815 | 12440 | 89.95 | 60.83 | 2187 | 16091 | 28826 | 1313 | 218 | 16688 | 66138 | 0.3897 | 13 | 67.4514 | 21 | 246 | 0 | 358 | 18 | h2_depleted
1 | 0.142 | 0.037246 | 0.10475 | 100 | 37.8 | 70.4 | 18.6 | 0.6199 | 63091 | 764 | 62 | 99.95 | 62.82 | 2187 | 16091 | 28826 | 11604 | 840 | 16688 | 76999 | 0.4537 | 22 | 103.913 | 33 | 335 | 0 | 358 | 6 | h2_depleted
1 | 0.147 | 0.038557 | 0.10844 | 90 | 5.6 | 70.4 | 6.3 | 0.21 | 63776 | 787 | 12878 | 89.95 | 62.42 | 2264 | 16657 | 28826 | 1714 | 284 | 16688 | 67220 | 0.3961 | 14 | 74.611 | 23 | 273 | 0 | 358 | 18 | h2_depleted
1 | 0.147 | 0.038557 | 0.10844 | 100 | 40.6 | 70.4 | 20 | 0.6666 | 60307 | 735 | 64 | 99.95 | 64.46 | 2264 | 16657 | 28826 | 12451 | 903 | 16688 | 78524 | 0.4627 | 23 | 114.1432 | 34.9 | 386 | 0 | 358 | 6 | h2_depleted
1 | 0.152 | 0.039869 | 0.11213 | 90 | 7 | 70.4 | 7.6 | 0.2533 | 61167 | 759 | 13316 | 89.95 | 63.96 | 2341 | 17224 | 28826 | 2134 | 344 | 16688 | 68316 | 0.4026 | 15 | 80.8664 | 24 | 313 | 0 | 358 | 18 | h2_depleted
1 | 0.152 | 0.039869 | 0.11213 | 100 | 43.4 | 70.4 | 21.3 | 0.7099 | 57554 | 708 | 66 | 99.95 | 66.08 | 2341 | 17224 | 28826 | 13311 | 963 | 16688 | 80060 | 0.4718 | 23 | 124.776 | 36 | 457 | 0 | 358 | 6 | h2_depleted
1 | 0.157 | 0.04118 | 0.11582 | 90 | 8.3 | 70.4 | 8.5 | 0.2833 | 58718 | 734 | 13754 | 89.95 | 65.4 | 2418 | 17790 | 28826 | 2561 | 383 | 16688 | 69400 | 0.409 | 16 | 86.8945 | 25 | 317 | 0 | 358 | 18 | h2_depleted
1 | 0.157 | 0.04118 | 0.11582 | 100 | 46.2 | 70.4 | 22.7 | 0.7566 | 54964 | 681 | 68 | 99.95 | 67.61 | 2418 | 17790 | 28826 | 14178 | 1023 | 16688 | 81604 | 0.4809 | 24 | 135.5164 | 37 | 487 | 0 | 358 | 6 | h2_depleted
1 | 0.162 | 0.042492 | 0.11951 | 90 | 10 | 70.4 | 10.1 | 0.3366 | 56271 | 708 | 14192 | 89.95 | 66.84 | 2495 | 18357 | 28826 | 3055 | 457 | 16688 | 70585 | 0.4159 | 17 | 98.724 | 26 | 457 | 0 | 358 | 18 | h2_depleted
1 | 0.162 | 0.042492 | 0.11951 | 100 | 49.7 | 70.4 | 22.8 | 0.7599 | 52558 | 658 | 71 | 99.95 | 69.03 | 2495 | 18357 | 28826 | 15258 | 1029 | 16688 | 83311 | 0.4909 | 24 | 144.7541 | 38 | 532 | 0 | 358 | 6 | h2_depleted
1 | 0.167 | 0.043803 | 0.1232 | 90 | 11.3 | 70.4 | 11.5 | 0.3833 | 53773 | 682 | 14630 | 89.95 | 68.31 | 2571 | 18923 | 28826 | 3479 | 519 | 16688 | 71690 | 0.4225 | 18 | 112.15 | 28 | 493 | 0 | 358 | 18 | h2_depleted
1 | 0.167 | 0.043803 | 0.1232 | 100 | 52 | 70.4 | 25.3 | 0.8432 | 49777 | 631 | 73 | 99.95 | 70.67 | 2571 | 18923 | 28826 | 15955 | 1141 | 16688 | 84735 | 0.4993 | 26 | 157.5021 | 40 | 569 | 0 | 358 | 6 | h2_depleted
1 | 0.172 | 0.045115 | 0.12689 | 80 | 0.3 | 70.4 | 0.4 | 0.0133 | 56023 | 724 | 30062 | 79.95 | 66.99 | 2648 | 19490 | 28826 | 106 | 19 | 16688 | 68502 | 0.4037 | 11 | 71.1322 | 18 | 290 | 0 | 227 | 18 | h2_depleted
1 | 0.172 | 0.045115 | 0.12689 | 90 | 12.5 | 70.4 | 14 | 0.4666 | 51282 | 656 | 15068 | 89.95 | 69.78 | 2648 | 19490 | 28826 | 3846 | 633 | 16688 | 72788 | 0.4289 | 20 | 125.6925 | 30 | 547 | 0 | 358 | 12 | h2_depleted
1 | 0.172 | 0.045115 | 0.12689 | 100 | 54.9 | 70.4 | 26.6 | 0.8866 | 47429 | 607 | 75 | 99.95 | 72.05 | 2648 | 19490 | 28826 | 16859 | 1199 | 16688 | 86318 | 0.5087 | 27 | 182.8473 | 42 | 743 | 0 | 358 | 6 | h2_depleted
1 | 0.177 | 0.046426 | 0.13057 | 80 | 1.3 | 70.4 | 1.7 | 0.0567 | 53895 | 702 | 30936 | 79.95 | 68.24 | 2725 | 20057 | 28826 | 412 | 75 | 16688 | 69486 | 0.4095 | 12 | 77.8685 | 19 | 363 | 0 | 358 | 18 | h2_depleted
1 | 0.177 | 0.046426 | 0.13057 | 90 | 14 | 70.4 | 15.6 | 0.5199 | 48966 | 633 | 15506 | 89.95 | 71.14 | 2725 | 20057 | 28826 | 4296 | 706 | 16688 | 73931 | 0.4357 | 21 | 136.9144 | 31 | 567 | 0 | 358 | 6 | h2_depleted
1 | 0.177 | 0.046426 | 0.13057 | 100 | 57.6 | 70.4 | 27.8 | 0.9266 | 45149 | 585 | 77 | 99.95 | 73.39 | 2725 | 20057 | 28826 | 17692 | 1256 | 16688 | 87829 | 0.5176 | 27 | 205.4644 | 43 | 758 | 0 | 358 | 6 | h2_depleted
1 | 0.182 | 0.047738 | 0.13426 | 80 | 2.3 | 70.4 | 2.7 | 0.09 | 51879 | 682 | 31809 | 79.95 | 69.43 | 2802 | 20623 | 28826 | 696 | 121 | 16688 | 70439 | 0.4151 | 12 | 84.8486 | 20 | 367 | 0 | 358 | 18 | h2_depleted
1 | 0.182 | 0.047738 | 0.13426 | 90 | 15.2 | 70.4 | 16.5 | 0.5499 | 46754 | 612 | 15944 | 89.95 | 72.45 | 2802 | 20623 | 28826 | 4653 | 746 | 16688 | 74952 | 0.4417 | 22 | 145.2151 | 32 | 594 | 0 | 358 | 6 | h2_depleted
1 | 0.182 | 0.047738 | 0.13426 | 100 | 60.5 | 70.4 | 29.1 | 0.9699 | 42960 | 565 | 79 | 99.95 | 74.68 | 2802 | 20623 | 28826 | 18575 | 1315 | 16688 | 89395 | 0.5268 | 28 | 248.4205 | 44 | 957 | 0 | 358 | 0 | h2_depleted
1 | 0.187 | 0.049049 | 0.13795 | 80 | 3.3 | 70.4 | 3.8 | 0.1267 | 49881 | 662 | 32683 | 79.95 | 70.61 | 2879 | 21190 | 28826 | 1007 | 173 | 16688 | 71425 | 0.4209 | 13 | 101.263 | 21 | 506 | 0 | 358 | 18 | h2_depleted
1 | 0.187 | 0.049049 | 0.13795 | 90 | 16.8 | 70.4 | 18.7 | 0.6233 | 44471 | 590 | 16382 | 89.95 | 73.79 | 2879 | 21190 | 28826 | 5143 | 842 | 16688 | 76158 | 0.4488 | 22 | 173.876 | 35 | 742 | 0 | 358 | 6 | h2_depleted
1 | 0.187 | 0.049049 | 0.13795 | 100 | 63.4 | 70.4 | 30.2 | 1.0066 | 41132 | 547 | 82 | 99.95 | 75.76 | 2879 | 21190 | 28826 | 19471 | 1364 | 16688 | 90966 | 0.536 | 29 | 287.3034 | 46 | 1220 | 0 | 358 | 0 | h2_depleted
1 | 0.192 | 0.050361 | 0.14164 | 80 | 4.3 | 70.4 | 5 | 0.1666 | 47936 | 643 | 33557 | 79.95 | 71.75 | 2956 | 21756 | 28826 | 1308 | 225 | 16688 | 72402 | 0.4267 | 14 | 112.7473 | 22.9 | 573 | 0 | 358 | 18 | h2_depleted
1 | 0.192 | 0.050361 | 0.14164 | 90 | 18 | 70.4 | 20 | 0.6666 | 42768 | 572 | 16820 | 89.95 | 74.8 | 2956 | 21756 | 28826 | 5525 | 904 | 16688 | 77227 | 0.4551 | 23 | 194.1274 | 37 | 796 | 0 | 358 | 6 | h2_depleted
1 | 0.192 | 0.050361 | 0.14164 | 100 | 66.4 | 70.4 | 31.6 | 1.0532 | 39381 | 528 | 84 | 99.95 | 76.79 | 2956 | 21756 | 28826 | 20380 | 1426 | 16688 | 92562 | 0.5455 | 29 | 324.6336 | 47 | 1511 | 0 | 358 | 0 | h2_depleted
1 | 0.197 | 0.051672 | 0.14533 | 80 | 5.3 | 70.4 | 6.1 | 0.2033 | 46097 | 624 | 34431 | 79.95 | 72.84 | 3033 | 22323 | 28826 | 1611 | 277 | 16688 | 73383 | 0.4324 | 14 | 119.1466 | 24 | 584 | 0 | 358 | 18 | h2_depleted
1 | 0.197 | 0.051672 | 0.14533 | 90 | 19.4 | 70.4 | 21.6 | 0.7199 | 40975 | 554 | 17258 | 89.95 | 75.85 | 3033 | 22323 | 28826 | 5964 | 974 | 16688 | 78363 | 0.4618 | 24 | 250.3568 | 38 | 1132 | 0 | 358 | 6 | h2_depleted
1 | 0.197 | 0.051672 | 0.14533 | 100 | 69.4 | 70.4 | 33.1 | 1.1032 | 37617 | 510 | 86 | 99.95 | 77.83 | 3033 | 22323 | 28826 | 21286 | 1493 | 16688 | 94159 | 0.5549 | 30 | 338.2212 | 50 | 1535 | 0 | 358 | 0 | h2_depleted
1 | 0.202 | 0.052984 | 0.14902 | 80 | 6.3 | 70.4 | 7.3 | 0.2433 | 44269 | 606 | 35305 | 79.95 | 73.91 | 3110 | 22889 | 28826 | 1928 | 331 | 16688 | 74379 | 0.4383 | 15 | 135.774 | 25 | 619 | 0 | 358 | 18 | h2_depleted
1 | 0.202 | 0.052984 | 0.14902 | 90 | 20.8 | 70.4 | 23.1 | 0.7699 | 39153 | 536 | 17697 | 89.95 | 76.93 | 3110 | 22889 | 28826 | 6392 | 1043 | 16688 | 79486 | 0.4684 | 24 | 299.163 | 40 | 1514 | 0 | 358 | 6 | h2_depleted
1 | 0.202 | 0.052984 | 0.14902 | 100 | 72.3 | 70.4 | 34.9 | 1.1632 | 35899 | 492 | 88 | 99.95 | 78.85 | 3110 | 22889 | 28826 | 22183 | 1575 | 16688 | 95764 | 0.5643 | 31 | 385.7925 | 52 | 1650 | 0 | 358 | 0 | h2_depleted
1 | 0.207 | 0.054295 | 0.1527 | 80 | 7.3 | 70.4 | 8.5 | 0.2833 | 42569 | 589 | 36179 | 79.95 | 74.91 | 3187 | 23456 | 28826 | 2234 | 383 | 16688 | 75364 | 0.4441 | 16 | 160.9192 | 26 | 790 | 0 | 358 | 18 | h2_depleted
1 | 0.207 | 0.054295 | 0.1527 | 90 | 22.4 | 70.4 | 24.8 | 0.8266 | 37579 | 520 | 18135 | 89.95 | 77.86 | 3187 | 23456 | 28826 | 6870 | 1118 | 16688 | 80665 | 0.4753 | 25 | 314.2041 | 42 | 1537 | 0 | 358 | 6 | h2_depleted
1 | 0.207 | 0.054295 | 0.1527 | 100 | 75.3 | 70.4 | 36.7 | 1.2232 | 34650 | 480 | 90 | 99.95 | 79.58 | 3187 | 23456 | 28826 | 23095 | 1657 | 16688 | 97390 | 0.5739 | 32 | 400.1411 | 54 | 1689 | 0 | 358 | 0 | h2_depleted
1 | 0.212 | 0.055607 | 0.15639 | 80 | 8.3 | 70.4 | 9.6 | 0.32 | 41102 | 573 | 37053 | 79.95 | 75.78 | 3264 | 24023 | 28826 | 2541 | 435 | 16688 | 76351 | 0.4499 | 17 | 202.911 | 27 | 1129 | 0 | 358 | 18 | h2_depleted
1 | 0.212 | 0.055607 | 0.15639 | 90 | 23.8 | 70.4 | 26.3 | 0.8766 | 36200 | 504 | 18573 | 89.95 | 78.67 | 3264 | 24023 | 28826 | 7309 | 1187 | 16688 | 81802 | 0.482 | 26 | 346.8459 | 43 | 1651 | 0 | 358 | 6 | h2_depleted
1 | 0.212 | 0.055607 | 0.15639 | 100 | 78.2 | 70.4 | 38.5 | 1.2832 | 33276 | 465 | 92 | 99.95 | 80.39 | 3264 | 24023 | 28826 | 24013 | 1737 | 16688 | 99016 | 0.5835 | 33 | 465.2918 | 56 | 2018 | 0 | 360 | 0 | h2_depleted
1 | 0.217 | 0.056918 | 0.16008 | 70 | 0 | 70.4 | 0 | 0 | 44480 | 617 | 56843 | 69.95 | 73.79 | 3341 | 24589 | 28826 | 11 | 2 | 16688 | 74075 | 0.4365 | 11 | 102.7048 | 19 | 467 | 0 | 358 | 18 | h2_depleted
1 | 0.217 | 0.056918 | 0.16008 | 80 | 9.3 | 70.4 | 10.8 | 0.36 | 39804 | 558 | 37927 | 79.95 | 76.54 | 3341 | 24589 | 28826 | 2860 | 486 | 16688 | 77349 | 0.4558 | 18 | 230.737 | 29 | 1409 | 0 | 358 | 12 | h2_depleted
1 | 0.217 | 0.056918 | 0.16008 | 90 | 25.4 | 70.4 | 27.9 | 0.9299 | 34913 | 489 | 19011 | 89.95 | 79.43 | 3341 | 24589 | 28826 | 7781 | 1260 | 16688 | 82975 | 0.489 | 28 | 387.0116 | 45 | 1698 | 0 | 358 | 0 | h2_depleted
1 | 0.217 | 0.056918 | 0.16008 | 100 | 81.2 | 70.4 | 40.4 | 1.3465 | 31919 | 447 | 95 | 99.95 | 81.19 | 3341 | 24589 | 28826 | 24932 | 1824 | 16688 | 100647 | 0.5931 | 34 | 476.8795 | 58 | 2030 | 0 | 360 | 0 | h2_depleted
1 | 0.222 | 0.05823 | 0.16377 | 70 | 0.8 | 70.4 | 1.1 | 0.0367 | 42899 | 601 | 58152 | 69.95 | 74.72 | 3418 | 25156 | 28826 | 255 | 50 | 16688 | 74995 | 0.4419 | 11 | 111.5692 | 20 | 487 | 0 | 358 | 18 | h2_depleted
1 | 0.222 | 0.05823 | 0.16377 | 80 | 10.4 | 70.4 | 11.9 | 0.3966 | 38507 | 544 | 38801 | 79.95 | 77.31 | 3418 | 25156 | 28826 | 3186 | 537 | 16688 | 78356 | 0.4617 | 19 | 239.924 | 30 | 1426 | 0 | 358 | 12 | h2_depleted
1 | 0.222 | 0.05823 | 0.16377 | 90 | 26.8 | 70.4 | 29.5 | 0.9832 | 33704 | 475 | 19449 | 89.95 | 80.14 | 3418 | 25156 | 28826 | 8237 | 1331 | 16688 | 84132 | 0.4958 | 28 | 439.111 | 47 | 1979 | 0 | 358 | 0 | h2_depleted
1 | 0.222 | 0.05823 | 0.16377 | 100 | 84.2 | 70.4 | 43.2 | 1.4399 | 30631 | 432 | 97 | 99.95 | 81.95 | 3418 | 25156 | 28826 | 25851 | 1948 | 16688 | 102319 | 0.6029 | 36 | 514.6514 | 61 | 2042 | 0 | 357 | 18 | h2_depleted
1 | 0.227 | 0.059541 | 0.16746 | 80 | 11.5 | 70.4 | 13.2 | 0.44 | 37427 | 531 | 39674 | 79.95 | 77.95 | 3495 | 25722 | 28826 | 3531 | 595 | 16688 | 79388 | 0.4678 | 20 | 256.8055 | 31 | 1430 | 0 | 358 | 12 | h2_depleted
1 | 0.227 | 0.059541 | 0.16746 | 90 | 28.3 | 70.4 | 31 | 1.0332 | 32628 | 463 | 19887 | 89.95 | 80.77 | 3495 | 25722 | 28826 | 8684 | 1401 | 16688 | 85280 | 0.5025 | 29 | 452.5473 | 49.9 | 2020 | 0 | 358 | 0 | h2_depleted
1 | 0.227 | 0.059541 | 0.16746 | 100 | 87.2 | 70.4 | 46 | 1.5332 | 29369 | 417 | 99 | 99.95 | 82.69 | 3495 | 25722 | 28826 | 26770 | 2074 | 16688 | 103992 | 0.6128 | 38 | 543.5445 | 64 | 2055 | 0 | 357 | 18 | h2_depleted
1 | 0.232 | 0.060852 | 0.17115 | 70 | 2.3 | 70.4 | 3.1 | 0.1033 | 40362 | 574 | 60772 | 69.95 | 76.22 | 3572 | 26289 | 28826 | 694 | 139 | 16688 | 76782 | 0.4525 | 13 | 215.5 | 22 | 1410 | 0 | 358 | 18 | h2_depleted
1 | 0.232 | 0.060852 | 0.17115 | 80 | 12.6 | 70.4 | 14.3 | 0.4766 | 36244 | 518 | 40548 | 79.95 | 78.64 | 3572 | 26289 | 28826 | 3868 | 644 | 16688 | 80405 | 0.4738 | 20 | 325.076 | 32 | 1690 | 0 | 358 | 12 | h2_depleted
1 | 0.232 | 0.060852 | 0.17115 | 90 | 29.7 | 70.4 | 32.5 | 1.0832 | 31644 | 450 | 20325 | 89.95 | 81.35 | 3572 | 26289 | 28826 | 9120 | 1469 | 16688 | 86414 | 0.5092 | 29 | 459.3055 | 52 | 2028 | 0 | 359 | 0 | h2_depleted
1 | 0.232 | 0.060852 | 0.17115 | 100 | 90.2 | 70.4 | 48.8 | 1.6265 | 28303 | 405 | 101 | 99.95 | 83.32 | 3572 | 26289 | 28826 | 27688 | 2201 | 16688 | 105670 | 0.6227 | 39 | 563.1473 | 68 | 2084 | 0 | 359 | 18 | h2_depleted
1 | 0.237 | 0.062164 | 0.17484 | 70 | 3 | 70.4 | 4 | 0.1333 | 39330 | 562 | 62082 | 69.95 | 76.82 | 3649 | 26855 | 28826 | 935 | 183 | 16688 | 77698 | 0.4579 | 13 | 225.1829 | 23 | 1412 | 0 | 358 | 18 | h2_depleted
1 | 0.237 | 0.062164 | 0.17484 | 80 | 13.7 | 70.4 | 15.6 | 0.5199 | 35255 | 506 | 41422 | 79.95 | 79.22 | 3649 | 26855 | 28826 | 4190 | 706 | 16688 | 81420 | 0.4798 | 21 | 372.7082 | 33 | 1950 | 0 | 358 | 6 | h2_depleted
1 | 0.237 | 0.062164 | 0.17484 | 90 | 31.2 | 70.4 | 34.1 | 1.1366 | 30665 | 438 | 20763 | 89.95 | 81.93 | 3649 | 26855 | 28826 | 9574 | 1539 | 16688 | 87570 | 0.516 | 30 | 473.089 | 53 | 2036 | 0 | 359 | 0 | h2_depleted
1 | 0.237 | 0.062164 | 0.17484 | 100 | 93.2 | 70.4 | 51.7 | 1.7232 | 27272 | 393 | 103 | 99.95 | 83.93 | 3649 | 26855 | 28826 | 28591 | 2332 | 16688 | 107335 | 0.6325 | 41 | 734.0767 | 71 | 2745 | 0 | 359 | 18 | h2_depleted
1 | 0.242 | 0.063475 | 0.17852 | 70 | 3.8 | 70.4 | 5 | 0.1666 | 38317 | 549 | 63391 | 69.95 | 77.42 | 3726 | 27422 | 28826 | 1167 | 228 | 16688 | 78606 | 0.4632 | 14 | 228.1623 | 24 | 1415 | 0 | 358 | 18 | h2_depleted
1 | 0.242 | 0.063475 | 0.17852 | 80 | 14.8 | 70.4 | 17 | 0.5666 | 34274 | 493 | 42296 | 79.95 | 79.8 | 3726 | 27422 | 28826 | 4533 | 767 | 16688 | 82456 | 0.4859 | 22 | 403.637 | 35 | 1958 | 0 | 358 | 6 | h2_depleted
1 | 0.242 | 0.063475 | 0.17852 | 90 | 32.6 | 70.4 | 35.6 | 1.1865 | 29685 | 427 | 21201 | 89.95 | 82.51 | 3726 | 27422 | 28826 | 10019 | 1608 | 16688 | 88716 | 0.5228 | 31 | 476.6815 | 55 | 2038 | 0 | 359 | 0 | h2_depleted
1 | 0.242 | 0.063475 | 0.17852 | 100 | 96.1 | 70.4 | 54.5 | 1.8165 | 26273 | 381 | 105 | 99.95 | 84.52 | 3726 | 27422 | 28826 | 29509 | 2461 | 16688 | 109014 | 0.6424 | 43 | 808.6096 | 74.9 | 2797 | 0 | 359 | 0 | h2_depleted
1 | 0.247 | 0.064787 | 0.18221 | 70 | 4.6 | 70.4 | 6 | 0.2 | 37333 | 537 | 64701 | 69.95 | 78 | 3803 | 27989 | 28826 | 1407 | 269 | 16688 | 79519 | 0.4686 | 14 | 230.6336 | 25 | 1417 | 0 | 358 | 18 | h2_depleted
1 | 0.247 | 0.064787 | 0.18221 | 80 | 15.8 | 70.4 | 18.3 | 0.6099 | 33338 | 481 | 43170 | 79.95 | 80.35 | 3803 | 27989 | 28826 | 4857 | 828 | 16688 | 83472 | 0.4919 | 22 | 417.9507 | 37 | 1963 | 0 | 358 | 6 | h2_depleted
1 | 0.247 | 0.064787 | 0.18221 | 90 | 34.2 | 70.4 | 36.9 | 1.2299 | 28839 | 416 | 21639 | 89.95 | 83.01 | 3803 | 27989 | 28826 | 10509 | 1664 | 16688 | 89895 | 0.5297 | 32 | 484.1055 | 57 | 2046 | 0 | 359 | 0 | h2_depleted
1 | 0.247 | 0.064787 | 0.18221 | 100 | 99.1 | 70.4 | 57.4 | 1.9131 | 25364 | 371 | 108 | 99.95 | 85.05 | 3803 | 27989 | 28826 | 30428 | 2591 | 16688 | 110696 | 0.6523 | 44 | 857.7034 | 79.9 | 2826 | 0 | 359 | 0 | h2_depleted
1 | 0.252 | 0.066098 | 0.1859 | 70 | 5.4 | 70.4 | 7 | 0.2333 | 36389 | 526 | 66011 | 69.95 | 78.56 | 3880 | 28555 | 28826 | 1660 | 315 | 16688 | 80450 | 0.4741 | 15 | 238.5507 | 26 | 1425 | 0 | 358 | 18 | h2_depleted
1 | 0.252 | 0.066098 | 0.1859 | 80 | 17 | 70.4 | 19.7 | 0.6566 | 32399 | 470 | 44044 | 79.95 | 80.91 | 3880 | 28555 | 28826 | 5214 | 889 | 16688 | 84522 | 0.4981 | 23 | 424.3993 | 38.9 | 1974 | 0 | 358 | 6 | h2_depleted
1 | 0.252 | 0.066098 | 0.1859 | 90 | 35.8 | 70.4 | 38.5 | 1.2832 | 27946 | 405 | 22077 | 89.95 | 83.53 | 3880 | 28555 | 28826 | 10973 | 1739 | 16688 | 91067 | 0.5366 | 33 | 530.8137 | 59 | 2054 | 0 | 360 | 0 | h2_depleted
1 | 0.252 | 0.066098 | 0.1859 | 100 | 102.1 | 70.4 | 60.3 | 2.0098 | 24518 | 361 | 110 | 99.95 | 85.55 | 3880 | 28555 | 28826 | 31347 | 2723 | 16688 | 112380 | 0.6622 | 46 | 1202.0253 | 83.9 | 4230 | 0 | 358 | 6 | h2_depleted
1 | 0.257 | 0.06741 | 0.18959 | 70 | 6.3 | 70.4 | 7.7 | 0.2566 | 35512 | 515 | 67321 | 69.95 | 79.07 | 3957 | 29122 | 28826 | 1918 | 348 | 16688 | 81375 | 0.4795 | 15 | 242.8445 | 26 | 1427 | 0 | 360 | 18 | h2_depleted
1 | 0.257 | 0.06741 | 0.18959 | 80 | 18.2 | 70.4 | 20.7 | 0.6899 | 31534 | 459 | 44918 | 79.95 | 81.42 | 3957 | 29122 | 28826 | 5576 | 936 | 16688 | 85564 | 0.5042 | 23 | 437.7596 | 40 | 2017 | 0 | 358 | 6 | h2_depleted
1 | 0.257 | 0.06741 | 0.18959 | 90 | 37.3 | 70.4 | 40.2 | 1.3399 | 27059 | 395 | 22515 | 89.95 | 84.05 | 3957 | 29122 | 28826 | 11434 | 1815 | 16688 | 92237 | 0.5435 | 34 | 556.3842 | 61 | 2057 | 0 | 360 | 0 | h2_depleted
1 | 0.257 | 0.06741 | 0.18959 | 100 | 105.1 | 70.4 | 63.3 | 2.1098 | 23852 | 351 | 112 | 99.95 | 85.94 | 3957 | 29122 | 28826 | 32266 | 2856 | 16688 | 114066 | 0.6722 | 48 | 1303.1048 | 90 | 4235 | 0 | 358 | 6 | h2_depleted
1 | 0.262 | 0.068721 | 0.19328 | 70 | 7.1 | 70.4 | 8.4 | 0.28 | 34681 | 504 | 68630 | 69.95 | 79.56 | 4034 | 29688 | 28826 | 2181 | 379 | 16688 | 82301 | 0.485 | 16 | 333.8459 | 27 | 1944 | 0 | 358 | 18 | h2_depleted
1 | 0.262 | 0.068721 | 0.19328 | 80 | 19.3 | 70.4 | 22 | 0.7333 | 30655 | 448 | 45792 | 79.95 | 81.94 | 4034 | 29688 | 28826 | 5911 | 991 | 16688 | 86587 | 0.5102 | 24 | 442.8966 | 41 | 2019 | 0 | 358 | 6 | h2_depleted
1 | 0.262 | 0.068721 | 0.19328 | 90 | 38.7 | 70.4 | 42.1 | 1.4032 | 26264 | 385 | 22953 | 89.95 | 84.52 | 4034 | 29688 | 28826 | 11888 | 1898 | 16688 | 93408 | 0.5504 | 35 | 625.1384 | 62.9 | 2090 | 0 | 358 | 18 | h2_depleted
1 | 0.262 | 0.068721 | 0.19328 | 100 | 108.1 | 70.4 | 66.5 | 2.2164 | 23211 | 342 | 114 | 99.95 | 86.32 | 4034 | 29688 | 28826 | 33186 | 3002 | 16688 | 115767 | 0.6822 | 50 | 1318.1836 | 94 | 4251 | 0 | 358 | 6 | h2_depleted
1 | 0.267 | 0.070033 | 0.19697 | 70 | 8 | 70.4 | 9.1 | 0.3033 | 33880 | 494 | 69940 | 69.95 | 80.03 | 4111 | 30255 | 28826 | 2449 | 410 | 16688 | 83233 | 0.4905 | 16 | 339.4212 | 29 | 1945 | 0 | 360 | 18 | h2_depleted
1 | 0.267 | 0.070033 | 0.19697 | 80 | 20.5 | 70.4 | 23.4 | 0.7799 | 29818 | 437 | 46666 | 79.95 | 82.43 | 4111 | 30255 | 28826 | 6303 | 1056 | 16688 | 87675 | 0.5167 | 25 | 448.7103 | 42.9 | 2027 | 0 | 358 | 6 | h2_depleted
1 | 0.267 | 0.070033 | 0.19697 | 90 | 40.3 | 70.4 | 43.7 | 1.4565 | 25540 | 377 | 23391 | 89.95 | 84.95 | 4111 | 30255 | 28826 | 12383 | 1973 | 16688 | 94613 | 0.5575 | 36 | 652.3062 | 65 | 2162 | 0 | 358 | 18 | h2_depleted
1 | 0.267 | 0.070033 | 0.19697 | 100 | 111.1 | 70.4 | 70.1 | 2.3364 | 22581 | 333 | 116 | 99.95 | 86.69 | 4111 | 30255 | 28826 | 34111 | 3161 | 16688 | 117486 | 0.6923 | 52 | 2132.8863 | 98.9 | 6025 | 0 | 358 | 0 | h2_depleted
1 | 0.272 | 0.071344 | 0.20066 | 60 | 5.1 | 70.4 | 2.9 | 0.0967 | 44199 | 603 | 94960 | 59.95 | 73.95 | 4188 | 30821 | 28826 | 1560 | 130 | 16688 | 82818 | 0.488 | 13 | 229.1938 | 22 | 1421 | 0 | 358 | 18 | h2_depleted
1 | 0.272 | 0.071344 | 0.20066 | 70 | 8.9 | 70.4 | 10.1 | 0.3366 | 33029 | 484 | 71250 | 69.95 | 80.54 | 4188 | 30821 | 28826 | 2725 | 455 | 16688 | 84188 | 0.4961 | 17 | 403.2438 | 30 | 1953 | 0 | 360 | 18 | h2_depleted
1 | 0.272 | 0.071344 | 0.20066 | 80 | 21.7 | 70.4 | 24.7 | 0.8233 | 29025 | 426 | 47539 | 79.95 | 82.9 | 4188 | 30821 | 28826 | 6664 | 1116 | 16688 | 88731 | 0.5229 | 25 | 455.9623 | 44 | 2029 | 0 | 358 | 6 | h2_depleted
1 | 0.272 | 0.071344 | 0.20066 | 90 | 41.9 | 70.4 | 45.3 | 1.5098 | 24891 | 368 | 23829 | 89.95 | 85.33 | 4188 | 30821 | 28826 | 12867 | 2045 | 16688 | 95804 | 0.5646 | 37 | 1142.4322 | 68 | 4201 | 0 | 358 | 18 | h2_depleted
1 | 0.272 | 0.071344 | 0.20066 | 100 | 114.2 | 70.4 | 73.6 | 2.4531 | 22063 | 324 | 119 | 99.95 | 87 | 4188 | 30821 | 28826 | 35037 | 3320 | 16688 | 119205 | 0.7025 | 53 | 2151.1705 | 104.9 | 6036 | 0 | 359 | 0 | h2_depleted
1 | 0.277 | 0.072656 | 0.20434 | 60 | 5.4 | 70.4 | 3.7 | 0.1233 | 42477 | 580 | 96706 | 59.95 | 74.97 | 4265 | 31388 | 28826 | 1656 | 167 | 16688 | 83571 | 0.4925 | 13 | 235.3918 | 23 | 1423 | 0 | 358 | 18 | h2_depleted
1 | 0.277 | 0.072656 | 0.20434 | 70 | 9.7 | 70.4 | 11 | 0.3666 | 32296 | 474 | 72560 | 69.95 | 80.97 | 4265 | 31388 | 28826 | 2971 | 496 | 16688 | 85108 | 0.5015 | 18 | 406.1411 | 30.9 | 1954 | 0 | 358 | 12 | h2_depleted
1 | 0.277 | 0.072656 | 0.20434 | 80 | 22.5 | 70.4 | 27 | 0.8999 | 28092 | 414 | 48413 | 79.95 | 83.45 | 4265 | 31388 | 28826 | 6920 | 1217 | 16688 | 89718 | 0.5287 | 27 | 463.8007 | 47 | 2038 | 0 | 358 | 6 | h2_depleted
1 | 0.277 | 0.072656 | 0.20434 | 90 | 43.5 | 70.4 | 46.9 | 1.5632 | 24287 | 360 | 24267 | 89.95 | 85.69 | 4265 | 31388 | 28826 | 13357 | 2118 | 16688 | 97002 | 0.5716 | 38 | 1155.8192 | 70.9 | 4209 | 0 | 358 | 18 | h2_depleted
1 | 0.277 | 0.072656 | 0.20434 | 100 | 117.2 | 70.4 | 77.2 | 2.5731 | 21539 | 316 | 121 | 99.95 | 87.31 | 4265 | 31388 | 28826 | 35962 | 3483 | 16688 | 120928 | 0.7126 | 55 | 2157.9678 | 109 | 6041 | 0 | 359 | 0 | h2_depleted
1 | 0.282 | 0.073967 | 0.20803 | 70 | 10.5 | 70.4 | 11.9 | 0.3966 | 31549 | 464 | 73869 | 69.95 | 81.41 | 4342 | 31954 | 28826 | 3230 | 539 | 16688 | 86043 | 0.507 | 19 | 411.0534 | 31 | 1962 | 0 | 358 | 12 | h2_depleted
1 | 0.282 | 0.073967 | 0.20803 | 80 | 23.8 | 70.4 | 27.2 | 0.9066 | 27586 | 407 | 49287 | 79.95 | 83.74 | 4342 | 31954 | 28826 | 7319 | 1229 | 16688 | 90767 | 0.5349 | 27 | 471.4336 | 47.9 | 2045 | 0 | 358 | 6 | h2_depleted
1 | 0.282 | 0.073967 | 0.20803 | 90 | 45.3 | 70.4 | 48.7 | 1.6232 | 23730 | 352 | 24705 | 89.95 | 86.02 | 4342 | 31954 | 28826 | 13892 | 2196 | 16688 | 98251 | 0.579 | 39 | 1164.1842 | 73 | 4218 | 0 | 359 | 18 | h2_depleted
1 | 0.282 | 0.073967 | 0.20803 | 100 | 120.2 | 70.4 | 80.9 | 2.6964 | 20996 | 307 | 123 | 99.95 | 87.63 | 4342 | 31954 | 28826 | 36888 | 3649 | 16688 | 122655 | 0.7228 | 57 | 2170.8425 | 114 | 6056 | 0 | 359 | 0 | h2_depleted
1 | 0.287 | 0.075279 | 0.21172 | 60 | 2.3 | 70.4 | 2.1 | 0.07 | 34505 | 506 | 100197 | 59.95 | 79.67 | 4419 | 32521 | 28826 | 716 | 95 | 16688 | 83772 | 0.4937 | 12 | 229.5295 | 21.9 | 1421 | 0 | 358 | 18 | h2_depleted
1 | 0.287 | 0.075279 | 0.21172 | 70 | 11.5 | 70.4 | 12.7 | 0.4233 | 30852 | 454 | 75179 | 69.95 | 81.82 | 4419 | 32521 | 28826 | 3534 | 575 | 16688 | 87018 | 0.5128 | 19 | 421.5658 | 32 | 2005 | 0 | 358 | 18 | h2_depleted
1 | 0.287 | 0.075279 | 0.21172 | 80 | 25.1 | 70.4 | 28.5 | 0.9499 | 26922 | 398 | 50161 | 79.95 | 84.14 | 4419 | 32521 | 28826 | 7718 | 1284 | 16688 | 91856 | 0.5413 | 28 | 487.2137 | 50 | 2052 | 0 | 358 | 0 | h2_depleted
1 | 0.287 | 0.075279 | 0.21172 | 90 | 46.9 | 70.4 | 50.3 | 1.6765 | 23194 | 345 | 25143 | 89.95 | 86.33 | 4419 | 32521 | 28826 | 14394 | 2270 | 16688 | 99463 | 0.5861 | 40 | 1199.5637 | 75 | 4227 | 0 | 359 | 18 | h2_depleted
1 | 0.287 | 0.075279 | 0.21172 | 100 | 123.2 | 70.4 | 84.6 | 2.8197 | 20479 | 299 | 125 | 99.95 | 87.93 | 4419 | 32521 | 28826 | 37813 | 3816 | 16688 | 124382 | 0.733 | 59 | 2175.9747 | 117.9 | 6060 | 0 | 359 | 0 | h2_depleted
1 | 0.292 | 0.07659 | 0.21541 | 60 | 3 | 70.4 | 2.4 | 0.08 | 33903 | 499 | 101943 | 59.95 | 80.02 | 4496 | 33088 | 28826 | 929 | 108 | 16688 | 84635 | 0.4987 | 12 | 234.95 | 22 | 1423 | 0 | 358 | 18 | h2_depleted
1 | 0.292 | 0.07659 | 0.21541 | 70 | 12.4 | 70.4 | 13.4 | 0.4466 | 30192 | 446 | 76489 | 69.95 | 82.21 | 4496 | 33088 | 28826 | 3816 | 606 | 16688 | 87966 | 0.5184 | 20 | 424.3993 | 33 | 2012 | 0 | 358 | 12 | h2_depleted
1 | 0.292 | 0.07659 | 0.21541 | 80 | 26.2 | 70.4 | 29.6 | 0.9866 | 26260 | 390 | 51035 | 79.95 | 84.53 | 4496 | 33088 | 28826 | 8035 | 1335 | 16688 | 92859 | 0.5472 | 28 | 492.974 | 52 | 2054 | 0 | 358 | 0 | h2_depleted
1 | 0.292 | 0.07659 | 0.21541 | 90 | 48.6 | 70.4 | 52 | 1.7332 | 22795 | 338 | 25581 | 89.95 | 86.57 | 4496 | 33088 | 28826 | 14903 | 2345 | 16688 | 100685 | 0.5933 | 42 | 1518.7151 | 78 | 4925 | 0 | 358 | 12 | h2_depleted
1 | 0.292 | 0.07659 | 0.21541 | 100 | 126.2 | 70.4 | 88.3 | 2.943 | 19945 | 291 | 127 | 99.95 | 88.25 | 4496 | 33088 | 28826 | 38730 | 3983 | 16688 | 126102 | 0.7431 | 61 | 2185.5096 | 122.9 | 6071 | 0 | 358 | 18 | h2_depleted
1 | 0.297 | 0.077902 | 0.2191 | 60 | 3.7 | 70.4 | 3 | 0.1 | 33285 | 492 | 103688 | 59.95 | 80.39 | 4573 | 33654 | 28826 | 1145 | 134 | 16688 | 85512 | 0.5039 | 13 | 237.1377 | 23 | 1424 | 0 | 358 | 18 | h2_depleted
1 | 0.297 | 0.077902 | 0.2191 | 70 | 13.3 | 70.4 | 14.9 | 0.4966 | 29376 | 435 | 77799 | 69.95 | 82.69 | 4573 | 33654 | 28826 | 4077 | 672 | 16688 | 88926 | 0.524 | 21 | 432.7616 | 35 | 2023 | 0 | 358 | 6 | h2_depleted
1 | 0.297 | 0.077902 | 0.2191 | 80 | 27 | 70.4 | 30.7 | 1.0232 | 25606 | 381 | 51909 | 79.95 | 84.91 | 4573 | 33654 | 28826 | 8295 | 1387 | 16688 | 93805 | 0.5528 | 29 | 630.7034 | 53.9 | 2164 | 0 | 358 | 0 | h2_depleted
1 | 0.297 | 0.077902 | 0.2191 | 90 | 50.3 | 70.4 | 53.7 | 1.7898 | 22354 | 331 | 26019 | 89.95 | 86.83 | 4573 | 33654 | 28826 | 15427 | 2422 | 16688 | 101922 | 0.6006 | 43 | 1523.4185 | 81.9 | 4927 | 0 | 358 | 12 | h2_depleted
1 | 0.297 | 0.077902 | 0.2191 | 100 | 129.2 | 70.4 | 92 | 3.0664 | 19398 | 283 | 129 | 99.95 | 88.57 | 4573 | 33654 | 28826 | 39660 | 4150 | 16688 | 127836 | 0.7533 | 64 | 2191.6144 | 127.9 | 6077 | 0 | 358 | 18 | h2_depleted
1 | 0.302 | 0.079213 | 0.22279 | 60 | 4.4 | 70.4 | 3.5 | 0.1167 | 32610 | 483 | 105434 | 59.95 | 80.78 | 4650 | 34221 | 28826 | 1353 | 158 | 16688 | 86380 | 0.509 | 13 | 238.513 | 23.9 | 1426 | 0 | 358 | 18 | h2_depleted
1 | 0.302 | 0.079213 | 0.22279 | 70 | 14.2 | 70.4 | 16.1 | 0.5366 | 28657 | 426 | 79108 | 69.95 | 83.11 | 4650 | 34221 | 28826 | 4343 | 725 | 16688 | 89879 | 0.5296 | 21 | 447.111 | 36 | 2034 | 0 | 360 | 0 | h2_depleted
1 | 0.302 | 0.079213 | 0.22279 | 80 | 29 | 70.4 | 31.4 | 1.0466 | 25073 | 375 | 52783 | 79.95 | 85.22 | 4650 | 34221 | 28826 | 8895 | 1417 | 16688 | 95072 | 0.5602 | 29 | 635.711 | 55 | 2171 | 0 | 358 | 0 | h2_depleted
1 | 0.302 | 0.079213 | 0.22279 | 90 | 51.9 | 70.4 | 56.9 | 1.8965 | 21883 | 323 | 26457 | 89.95 | 87.1 | 4650 | 34221 | 28826 | 15925 | 2565 | 16688 | 103198 | 0.6081 | 44 | 2114.9397 | 86.9 | 6011 | 0 | 359 | 0 | h2_depleted
1 | 0.302 | 0.079213 | 0.22279 | 100 | 132.3 | 70.4 | 95.7 | 3.1897 | 18918 | 277 | 132 | 99.95 | 88.85 | 4650 | 34221 | 28826 | 40595 | 4317 | 16688 | 129574 | 0.7636 | 66 | 2204.8233 | 133 | 6093 | 0 | 358 | 18 | h2_depleted
1 | 0.307 | 0.080525 | 0.22648 | 60 | 5.1 | 70.4 | 4.1 | 0.1367 | 31960 | 475 | 107179 | 59.95 | 81.17 | 4727 | 34787 | 28826 | 1561 | 184 | 16688 | 87249 | 0.5141 | 13 | 341.5767 | 24 | 1949 | 0 | 358 | 18 | h2_depleted
1 | 0.307 | 0.080525 | 0.22648 | 70 | 15.1 | 70.4 | 16.5 | 0.5499 | 28073 | 419 | 80418 | 69.95 | 83.46 | 4727 | 34787 | 28826 | 4646 | 746 | 16688 | 90839 | 0.5353 | 22 | 450.6856 | 37 | 2035 | 0 | 358 | 6 | h2_depleted
1 | 0.307 | 0.080525 | 0.22648 | 80 | 30.5 | 70.4 | 31 | 1.0332 | 24718 | 371 | 53657 | 79.95 | 85.43 | 4727 | 34787 | 28826 | 9372 | 1401 | 16688 | 96172 | 0.5667 | 29 | 636.1267 | 55 | 2171 | 0 | 358 | 0 | h2_depleted
1 | 0.307 | 0.080525 | 0.22648 | 90 | 53.5 | 70.4 | 58.6 | 1.9531 | 21474 | 317 | 26895 | 89.95 | 87.35 | 4727 | 34787 | 28826 | 16423 | 2646 | 16688 | 104415 | 0.6153 | 45 | 2124.1651 | 90 | 6013 | 0 | 359 | 0 | h2_depleted
1 | 0.307 | 0.080525 | 0.22648 | 100 | 135.3 | 70.4 | 99.4 | 3.313 | 18429 | 270 | 134 | 99.95 | 89.14 | 4727 | 34787 | 28826 | 41529 | 4484 | 16688 | 131312 | 0.7738 | 69 | 2210.3479 | 138 | 6098 | 0 | 358 | 0 | h2_depleted
1 | 0.312 | 0.081836 | 0.23016 | 60 | 5.7 | 70.4 | 5.3 | 0.1766 | 31159 | 464 | 108925 | 59.95 | 81.64 | 4804 | 35354 | 28826 | 1747 | 239 | 16688 | 88123 | 0.5193 | 14 | 345.1205 | 25 | 1956 | 0 | 358 | 18 | h2_depleted
1 | 0.312 | 0.081836 | 0.23016 | 70 | 16.2 | 70.4 | 17.2 | 0.5733 | 27493 | 411 | 81728 | 69.95 | 83.8 | 4804 | 35354 | 28826 | 4966 | 776 | 16688 | 91825 | 0.5411 | 22 | 453.5623 | 38 | 2042 | 0 | 358 | 6 | h2_depleted
1 | 0.312 | 0.081836 | 0.23016 | 80 | 31.9 | 70.4 | 32.1 | 1.0699 | 24136 | 363 | 54531 | 79.95 | 85.78 | 4804 | 35354 | 28826 | 9776 | 1451 | 16688 | 97262 | 0.5731 | 29 | 643.7356 | 56 | 2178 | 0 | 359 | 0 | h2_depleted
1 | 0.312 | 0.081836 | 0.23016 | 90 | 55.3 | 70.4 | 60.6 | 2.0198 | 21079 | 310 | 27333 | 89.95 | 87.58 | 4804 | 35354 | 28826 | 16963 | 2732 | 16688 | 105678 | 0.6227 | 46 | 2131.9199 | 95 | 6023 | 0 | 359 | 0 | h2_depleted
1 | 0.312 | 0.081836 | 0.23016 | 100 | 138.4 | 70.4 | 103.1 | 3.4363 | 18009 | 264 | 136 | 99.95 | 89.39 | 4804 | 35354 | 28826 | 42463 | 4651 | 16688 | 133051 | 0.784 | 71 | 2237.6637 | 145.9 | 6108 | 0 | 358 | 6 | h2_depleted
1 | 0.317 | 0.083148 | 0.23385 | 60 | 6.4 | 70.4 | 5.9 | 0.1966 | 30546 | 456 | 110671 | 59.95 | 82 | 4881 | 35920 | 28826 | 1960 | 267 | 16688 | 88999 | 0.5245 | 14 | 360.6945 | 26 | 2011 | 0 | 360 | 18 | h2_depleted
1 | 0.317 | 0.083148 | 0.23385 | 70 | 17.3 | 70.4 | 18 | 0.5999 | 26945 | 404 | 83038 | 69.95 | 84.12 | 4881 | 35920 | 28826 | 5298 | 811 | 16688 | 92829 | 0.547 | 22 | 455.076 | 39 | 2042 | 0 | 358 | 6 | h2_depleted
1 | 0.317 | 0.083148 | 0.23385 | 80 | 33.3 | 70.4 | 33.5 | 1.1166 | 23657 | 356 | 55404 | 79.95 | 86.06 | 4881 | 35920 | 28826 | 10207 | 1511 | 16688 | 98390 | 0.5798 | 30 | 802.3904 | 58 | 2864 | 0 | 359 | 0 | h2_depleted
1 | 0.317 | 0.083148 | 0.23385 | 90 | 57 | 70.4 | 62.4 | 2.0798 | 20687 | 304 | 27771 | 89.95 | 87.81 | 4881 | 35920 | 28826 | 17482 | 2816 | 16688 | 106918 | 0.63 | 47 | 2134.9671 | 97.9 | 6025 | 0 | 358 | 6 | h2_depleted
1 | 0.317 | 0.083148 | 0.23385 | 100 | 141.4 | 70.4 | 106.8 | 3.5596 | 17613 | 258 | 138 | 99.95 | 89.62 | 4881 | 35920 | 28826 | 43397 | 4818 | 16688 | 134789 | 0.7943 | 72 | 2263.8788 | 155 | 6114 | 0 | 358 | 6 | h2_depleted
1 | 0.322 | 0.084459 | 0.23754 | 60 | 7.1 | 70.4 | 6.6 | 0.22 | 29940 | 448 | 112416 | 59.95 | 82.36 | 4958 | 36487 | 28826 | 2178 | 296 | 16688 | 89881 | 0.5297 | 15 | 371.1521 | 27 | 2012 | 0 | 358 | 18 | h2_depleted
1 | 0.322 | 0.084459 | 0.23754 | 70 | 18.2 | 70.4 | 19.2 | 0.6399 | 26336 | 396 | 84347 | 69.95 | 84.48 | 4958 | 36487 | 28826 | 5597 | 868 | 16688 | 93820 | 0.5529 | 23 | 487.6603 | 41 | 2158 | 0 | 358 | 6 | h2_depleted
1 | 0.322 | 0.084459 | 0.23754 | 80 | 33.8 | 70.4 | 36 | 1.1999 | 23054 | 347 | 56278 | 79.95 | 86.41 | 4958 | 36487 | 28826 | 10370 | 1623 | 16688 | 99300 | 0.5852 | 32 | 812.3295 | 61 | 2867 | 0 | 358 | 0 | h2_depleted
1 | 0.322 | 0.084459 | 0.23754 | 90 | 58.6 | 70.4 | 64.2 | 2.1398 | 20299 | 298 | 28209 | 89.95 | 88.04 | 4958 | 36487 | 28826 | 17992 | 2898 | 16688 | 108147 | 0.6373 | 49 | 2144.7945 | 101 | 6034 | 0 | 358 | 6 | h2_depleted
1 | 0.322 | 0.084459 | 0.23754 | 100 | 144.4 | 70.4 | 110.5 | 3.683 | 17218 | 252 | 140 | 99.95 | 89.85 | 4958 | 36487 | 28826 | 44331 | 4985 | 16688 | 136528 | 0.8045 | 75 | 2286.1178 | 161 | 6140 | 0 | 358 | 6 | h2_depleted
1 | 0.327 | 0.08577 | 0.24123 | 60 | 7.8 | 70.4 | 7.2 | 0.24 | 29369 | 440 | 114162 | 59.95 | 82.69 | 5035 | 37054 | 28826 | 2394 | 325 | 16688 | 90762 | 0.5348 | 15 | 418.8432 | 27 | 2018 | 0 | 360 | 18 | h2_depleted
1 | 0.327 | 0.08577 | 0.24123 | 70 | 19.4 | 70.4 | 19.2 | 0.6399 | 25972 | 391 | 85657 | 69.95 | 84.69 | 5035 | 37054 | 28826 | 5961 | 868 | 16688 | 94823 | 0.5588 | 23 | 492.7288 | 41 | 2158 | 0 | 358 | 6 | h2_depleted
1 | 0.327 | 0.08577 | 0.24123 | 80 | 35.8 | 70.4 | 37.4 | 1.2465 | 22669 | 341 | 57152 | 79.95 | 86.64 | 5035 | 37054 | 28826 | 10994 | 1687 | 16688 | 100626 | 0.593 | 33 | 839.8219 | 62.9 | 2875 | 0 | 358 | 0 | h2_depleted
1 | 0.327 | 0.08577 | 0.24123 | 90 | 60.4 | 70.4 | 66.1 | 2.2031 | 19909 | 292 | 28647 | 89.95 | 88.27 | 5035 | 37054 | 28826 | 18528 | 2982 | 16688 | 109405 | 0.6447 | 50 | 2148.7055 | 104 | 6037 | 0 | 358 | 6 | h2_depleted
1 | 0.327 | 0.08577 | 0.24123 | 100 | 147.5 | 70.4 | 115.3 | 3.8429 | 16777 | 245 | 143 | 99.95 | 90.11 | 5035 | 37054 | 28826 | 45281 | 5204 | 16688 | 138333 | 0.8152 | 78 | 2300.126 | 167 | 6156 | 0 | 358 | 0 | h2_depleted
1 | 0.332 | 0.087082 | 0.24492 | 60 | 8.5 | 70.4 | 7.9 | 0.2633 | 28812 | 432 | 115907 | 59.95 | 83.02 | 5112 | 37620 | 28826 | 2613 | 355 | 16688 | 91647 | 0.5401 | 16 | 421.6425 | 29 | 2019 | 0 | 358 | 18 | h2_depleted
1 | 0.332 | 0.087082 | 0.24492 | 70 | 20.5 | 70.4 | 19.3 | 0.6433 | 25594 | 386 | 86967 | 69.95 | 84.92 | 5112 | 37620 | 28826 | 6285 | 872 | 16688 | 95789 | 0.5645 | 23 | 494.7932 | 41 | 2164 | 0 | 358 | 6 | h2_depleted
1 | 0.332 | 0.087082 | 0.24492 | 80 | 36.1 | 70.4 | 39.5 | 1.3165 | 22156 | 333 | 58026 | 79.95 | 86.94 | 5112 | 37620 | 28826 | 11068 | 1781 | 16688 | 101429 | 0.5977 | 34 | 1495.1336 | 66 | 4907 | 0 | 358 | 18 | h2_depleted
1 | 0.332 | 0.087082 | 0.24492 | 90 | 62.1 | 70.4 | 68 | 2.2664 | 19520 | 286 | 29085 | 89.95 | 88.5 | 5112 | 37620 | 28826 | 19067 | 3067 | 16688 | 110666 | 0.6521 | 51 | 2152.8027 | 108 | 6040 | 0 | 358 | 6 | h2_depleted
1 | 0.332 | 0.087082 | 0.24492 | 100 | 150.7 | 70.4 | 121.6 | 4.0529 | 16274 | 238 | 145 | 99.95 | 90.41 | 5112 | 37620 | 28826 | 46238 | 5487 | 16688 | 140210 | 0.8262 | 81 | 2588.1678 | 191.7 | 6570 | 0 | 358 | 0 | h2_depleted
1 | 0.337 | 0.088393 | 0.24861 | 60 | 9.3 | 70.4 | 8.2 | 0.2733 | 28346 | 426 | 117653 | 59.95 | 83.3 | 5189 | 38187 | 28826 | 2852 | 370 | 16688 | 92539 | 0.5453 | 16 | 424.4404 | 30 | 2026 | 0 | 358 | 18 | h2_depleted
1 | 0.337 | 0.088393 | 0.24861 | 70 | 21.5 | 70.4 | 20.3 | 0.6766 | 25036 | 378 | 88276 | 69.95 | 85.25 | 5189 | 38187 | 28826 | 6614 | 917 | 16688 | 96800 | 0.5704 | 23 | 497.2863 | 43 | 2165 | 0 | 358 | 6 | h2_depleted
1 | 0.337 | 0.088393 | 0.24861 | 80 | 37.8 | 70.4 | 39 | 1.2999 | 21947 | 330 | 58900 | 79.95 | 87.07 | 5189 | 38187 | 28826 | 11608 | 1758 | 16688 | 102586 | 0.6045 | 33 | 851.3918 | 66 | 2877 | 0 | 360 | 0 | h2_depleted
1 | 0.337 | 0.088393 | 0.24861 | 90 | 63.9 | 70.4 | 69.9 | 2.3298 | 19125 | 280 | 29523 | 89.95 | 88.73 | 5189 | 38187 | 28826 | 19613 | 3155 | 16688 | 111938 | 0.6596 | 52 | 2156.026 | 111 | 6043 | 0 | 358 | 0 | h2_depleted
1 | 0.337 | 0.088393 | 0.24861 | 100 | 153.8 | 70.4 | 127.9 | 4.2629 | 15770 | 231 | 147 | 99.95 | 90.71 | 5189 | 38187 | 28826 | 47200 | 5770 | 16688 | 142091 | 0.8373 | 85 | 2612.8164 | 209 | 6585 | 0 | 357 | 18 | h2_depleted
1 | 0.342 | 0.089705 | 0.2523 | 60 | 10 | 70.4 | 9.2 | 0.3066 | 27720 | 418 | 119399 | 59.95 | 83.66 | 5266 | 38753 | 28826 | 3062 | 415 | 16688 | 93429 | 0.5506 | 17 | 426.8966 | 31 | 2027 | 0 | 358 | 18 | h2_depleted
1 | 0.342 | 0.089705 | 0.2523 | 70 | 22.5 | 70.4 | 21.7 | 0.7233 | 24461 | 370 | 89586 | 69.95 | 85.59 | 5266 | 38753 | 28826 | 6895 | 981 | 16688 | 97779 | 0.5762 | 24 | 630.6349 | 44 | 2755 | 0 | 358 | 6 | h2_depleted
1 | 0.342 | 0.089705 | 0.2523 | 80 | 39.6 | 70.4 | 42 | 1.3999 | 21484 | 323 | 59774 | 79.95 | 87.34 | 5266 | 38753 | 28826 | 12148 | 1894 | 16688 | 103898 | 0.6123 | 35 | 1511.1966 | 70.9 | 4917 | 0 | 358 | 18 | h2_depleted
1 | 0.342 | 0.089705 | 0.2523 | 90 | 65.9 | 70.4 | 70.2 | 2.3398 | 18867 | 276 | 29961 | 89.95 | 88.88 | 5266 | 38753 | 28826 | 20234 | 3169 | 16688 | 113212 | 0.6671 | 52 | 2169.6678 | 114 | 6055 | 0 | 358 | 0 | h2_depleted
1 | 0.342 | 0.089705 | 0.2523 | 100 | 156.9 | 70.4 | 134.2 | 4.4729 | 15356 | 225 | 149 | 99.95 | 90.95 | 5266 | 38753 | 28826 | 48167 | 6054 | 16688 | 143980 | 0.8484 | 89 | 3156.7603 | 214.9 | 7374 | 0 | 357 | 18 | h2_depleted
1 | 0.347 | 0.091016 | 0.25598 | 60 | 10.7 | 70.4 | 9.5 | 0.3166 | 27284 | 412 | 121144 | 59.95 | 83.92 | 5343 | 39320 | 28826 | 3297 | 430 | 16688 | 94317 | 0.5558 | 17 | 451.3082 | 31 | 2141 | 0 | 358 | 18 | h2_depleted
1 | 0.347 | 0.091016 | 0.25598 | 70 | 23.6 | 70.4 | 22.1 | 0.7366 | 24108 | 365 | 90896 | 69.95 | 85.79 | 5343 | 39320 | 28826 | 7244 | 996 | 16688 | 98782 | 0.5821 | 24 | 637.8459 | 45 | 2756 | 0 | 358 | 6 | h2_depleted
1 | 0.347 | 0.091016 | 0.25598 | 80 | 40.9 | 70.4 | 47.1 | 1.5698 | 20856 | 311 | 60648 | 79.95 | 87.71 | 5343 | 39320 | 28826 | 12557 | 2124 | 16688 | 105170 | 0.6197 | 38 | 1518.1993 | 78 | 4924 | 0 | 359 | 18 | h2_depleted
1 | 0.347 | 0.091016 | 0.25598 | 90 | 68.1 | 70.4 | 70.3 | 2.3431 | 18641 | 273 | 30399 | 89.95 | 89.02 | 5343 | 39320 | 28826 | 20892 | 3170 | 16688 | 114512 | 0.6748 | 52 | 2170.7123 | 115 | 6056 | 0 | 358 | 0 | h2_depleted
1 | 0.347 | 0.091016 | 0.25598 | 100 | 160.1 | 70.4 | 140.5 | 4.6829 | 15065 | 219 | 151 | 99.95 | 91.12 | 5343 | 39320 | 28826 | 49139 | 6338 | 16688 | 145873 | 0.8596 | 94 | 3173.9938 | 222 | 7386 | 0 | 357 | 12 | h2_depleted
1 | 0.352 | 0.092328 | 0.25967 | 60 | 11.6 | 70.4 | 9.8 | 0.3266 | 26903 | 407 | 122890 | 59.95 | 84.15 | 5420 | 39886 | 28826 | 3546 | 441 | 16688 | 95215 | 0.5611 | 17 | 455.0993 | 31.9 | 2142 | 0 | 360 | 18 | h2_depleted
1 | 0.352 | 0.092328 | 0.25967 | 70 | 24.9 | 70.4 | 22.4 | 0.7466 | 23791 | 361 | 92206 | 69.95 | 85.98 | 5420 | 39886 | 28826 | 7638 | 1009 | 16688 | 99829 | 0.5883 | 24 | 640.7055 | 46 | 2762 | 0 | 358 | 6 | h2_depleted
1 | 0.352 | 0.092328 | 0.25967 | 80 | 42 | 70.4 | 44.1 | 1.4699 | 20819 | 312 | 61522 | 79.95 | 87.73 | 5420 | 39886 | 28826 | 12883 | 1991 | 16688 | 106007 | 0.6247 | 36 | 1515.2185 | 74 | 4921 | 0 | 359 | 18 | h2_depleted
1 | 0.352 | 0.092328 | 0.25967 | 90 | 70 | 70.4 | 71.9 | 2.3964 | 18314 | 268 | 30838 | 89.95 | 89.21 | 5420 | 39886 | 28826 | 21469 | 3244 | 16688 | 115802 | 0.6824 | 53 | 2174.2781 | 117.9 | 6059 | 0 | 358 | 0 | h2_depleted
1 | 0.352 | 0.092328 | 0.25967 | 100 | 163.3 | 70.4 | 146.8 | 4.8928 | 14763 | 214 | 153 | 99.95 | 91.3 | 5420 | 39886 | 28826 | 50110 | 6622 | 16688 | 147767 | 0.8708 | 97 | 3180.5329 | 235.8 | 7392 | 0 | 358 | 6 | h2_depleted
1 | 0.357 | 0.093639 | 0.26336 | 60 | 12.3 | 70.4 | 10.5 | 0.35 | 26410 | 400 | 124635 | 59.95 | 84.44 | 5497 | 40453 | 28826 | 3779 | 474 | 16688 | 96118 | 0.5664 | 18 | 459.5815 | 32 | 2148 | 0 | 358 | 12 | h2_depleted
1 | 0.357 | 0.093639 | 0.26336 | 70 | 26 | 70.4 | 23.1 | 0.7699 | 23430 | 355 | 93515 | 69.95 | 86.19 | 5497 | 40453 | 28826 | 7967 | 1041 | 16688 | 100827 | 0.5942 | 25 | 753.3699 | 46.9 | 2763 | 0 | 358 | 6 | h2_depleted
1 | 0.357 | 0.093639 | 0.26336 | 80 | 43.8 | 70.4 | 45.1 | 1.5032 | 20551 | 307 | 62396 | 79.95 | 87.89 | 5497 | 40453 | 28826 | 13435 | 2036 | 16688 | 107243 | 0.632 | 37 | 1516.8753 | 75.9 | 4922 | 0 | 358 | 18 | h2_depleted
1 | 0.357 | 0.093639 | 0.26336 | 90 | 72 | 70.4 | 73.6 | 2.4531 | 17991 | 263 | 31276 | 89.95 | 89.4 | 5497 | 40453 | 28826 | 22104 | 3321 | 16688 | 117153 | 0.6904 | 53 | 2176.4651 | 120 | 6061 | 0 | 359 | 0 | h2_depleted
1 | 0.357 | 0.093639 | 0.26336 | 100 | 166.4 | 70.4 | 153.1 | 5.1028 | 14473 | 209 | 156 | 99.95 | 91.47 | 5497 | 40453 | 28826 | 51082 | 6906 | 16688 | 149661 | 0.8819 | 101 | 3197.0315 | 245.9 | 7410 | 0 | 358 | 6 | h2_depleted
1 | 0.362 | 0.094951 | 0.26705 | 60 | 13.1 | 70.4 | 10.7 | 0.3566 | 26116 | 396 | 126381 | 59.95 | 84.61 | 5574 | 41020 | 28826 | 4036 | 482 | 16688 | 97022 | 0.5717 | 18 | 460.3856 | 33 | 2149 | 0 | 358 | 12 | h2_depleted
1 | 0.362 | 0.094951 | 0.26705 | 70 | 27 | 70.4 | 23.4 | 0.7799 | 23140 | 351 | 94825 | 69.95 | 86.36 | 5574 | 41020 | 28826 | 8301 | 1056 | 16688 | 101817 | 0.6 | 25 | 780.7788 | 47 | 2847 | 0 | 358 | 6 | h2_depleted
1 | 0.362 | 0.094951 | 0.26705 | 80 | 46.4 | 70.4 | 46.1 | 1.5365 | 20217 | 302 | 63269 | 79.95 | 88.09 | 5574 | 41020 | 28826 | 14251 | 2082 | 16688 | 108743 | 0.6408 | 38 | 2079.0753 | 78 | 5956 | 0 | 358 | 18 | h2_depleted
1 | 0.362 | 0.094951 | 0.26705 | 90 | 74 | 70.4 | 75.2 | 2.5064 | 17671 | 259 | 31714 | 89.95 | 89.59 | 5574 | 41020 | 28826 | 22702 | 3395 | 16688 | 118464 | 0.6981 | 54 | 2180.0438 | 122 | 6063 | 0 | 359 | 0 | h2_depleted
1 | 0.362 | 0.094951 | 0.26705 | 100 | 169.6 | 70.4 | 159.4 | 5.3128 | 14184 | 204 | 158 | 99.95 | 91.64 | 5574 | 41020 | 28826 | 52053 | 7190 | 16688 | 151556 | 0.8931 | 104 | 3209.9541 | 256.9 | 7422 | 0 | 358 | 0 | h2_depleted
1 | 0.367 | 0.096262 | 0.27074 | 60 | 14.1 | 70.4 | 10.5 | 0.35 | 25909 | 394 | 128127 | 59.95 | 84.73 | 5651 | 41586 | 28826 | 4321 | 475 | 16688 | 97941 | 0.5771 | 18 | 463.9623 | 33 | 2148 | 0 | 358 | 12 | h2_depleted
1 | 0.367 | 0.096262 | 0.27074 | 70 | 28.4 | 70.4 | 23.7 | 0.7899 | 22873 | 347 | 96135 | 69.95 | 86.52 | 5651 | 41586 | 28826 | 8724 | 1068 | 16688 | 102892 | 0.6063 | 25 | 801.0788 | 48 | 2848 | 0 | 358 | 6 | h2_depleted
1 | 0.367 | 0.096262 | 0.27074 | 80 | 45.4 | 70.4 | 55.9 | 1.8631 | 19272 | 285 | 64143 | 79.95 | 88.64 | 5651 | 41586 | 28826 | 13929 | 2521 | 16688 | 109486 | 0.6452 | 44 | 2135.176 | 95.8 | 6026 | 0 | 359 | 0 | h2_depleted
1 | 0.367 | 0.096262 | 0.27074 | 90 | 76.1 | 70.4 | 77 | 2.5664 | 17342 | 254 | 32152 | 89.95 | 89.78 | 5651 | 41586 | 28826 | 23367 | 3474 | 16688 | 119847 | 0.7062 | 54 | 2188.1993 | 125 | 6073 | 0 | 359 | 0 | h2_depleted
1 | 0.367 | 0.096262 | 0.27074 | 100 | 172.8 | 70.4 | 165.6 | 5.5194 | 13906 | 199 | 160 | 99.95 | 91.81 | 5651 | 41586 | 28826 | 53040 | 7473 | 16688 | 153464 | 0.9043 | 108 | 3221.537 | 268.8 | 7434 | 0 | 358 | 18 | h2_depleted
1 | 0.372 | 0.097574 | 0.27443 | 60 | 14.9 | 70.4 | 11.3 | 0.3766 | 25457 | 387 | 129872 | 59.95 | 85 | 5728 | 42153 | 28826 | 4564 | 509 | 16688 | 98856 | 0.5825 | 18 | 465.6897 | 34 | 2149 | 0 | 360 | 12 | h2_depleted
1 | 0.372 | 0.097574 | 0.27443 | 70 | 29.7 | 70.4 | 24.1 | 0.8033 | 22566 | 343 | 97445 | 69.95 | 86.7 | 5728 | 42153 | 28826 | 9121 | 1088 | 16688 | 103948 | 0.6125 | 25 | 804.5596 | 48.9 | 2855 | 0 | 358 | 6 | h2_depleted
1 | 0.372 | 0.097574 | 0.27443 | 80 | 46.9 | 70.4 | 57.7 | 1.9231 | 18914 | 279 | 65017 | 79.95 | 88.85 | 5728 | 42153 | 28826 | 14387 | 2603 | 16688 | 110664 | 0.6521 | 45 | 2145.8466 | 99.9 | 6035 | 0 | 359 | 0 | h2_depleted
1 | 0.372 | 0.097574 | 0.27443 | 90 | 78.2 | 70.4 | 79.7 | 2.6564 | 16959 | 249 | 32590 | 89.95 | 90.01 | 5728 | 42153 | 28826 | 23998 | 3596 | 16688 | 121238 | 0.7144 | 56 | 2192.5404 | 128 | 6077 | 0 | 359 | 0 | h2_depleted
1 | 0.372 | 0.097574 | 0.27443 | 100 | 176 | 70.4 | 172 | 5.7328 | 13603 | 195 | 162 | 99.95 | 91.98 | 5728 | 42153 | 28826 | 54013 | 7759 | 16688 | 155362 | 0.9155 | 112 | 3256.9733 | 286 | 7474 | 0 | 357 | 18 | h2_depleted
1 | 0.377 | 0.098885 | 0.27811 | 60 | 15.7 | 70.4 | 11.8 | 0.3933 | 25065 | 382 | 131618 | 59.95 | 85.23 | 5805 | 42719 | 28826 | 4810 | 533 | 16688 | 99764 | 0.5879 | 18 | 474.7055 | 34 | 2150 | 0 | 360 | 18 | h2_depleted
1 | 0.377 | 0.098885 | 0.27811 | 70 | 30.7 | 70.4 | 25.4 | 0.8466 | 22131 | 337 | 98754 | 69.95 | 86.96 | 5805 | 42719 | 28826 | 9412 | 1144 | 16688 | 104932 | 0.6183 | 26 | 810.4932 | 50 | 2856 | 0 | 358 | 6 | h2_depleted
1 | 0.377 | 0.098885 | 0.27811 | 80 | 48.4 | 70.4 | 59.5 | 1.9831 | 18557 | 273 | 65891 | 79.95 | 89.06 | 5805 | 42719 | 28826 | 14849 | 2684 | 16688 | 111845 | 0.6591 | 46 | 2149.4171 | 102 | 6038 | 0 | 358 | 6 | h2_depleted
1 | 0.377 | 0.098885 | 0.27811 | 90 | 80 | 70.4 | 84 | 2.7997 | 16481 | 243 | 33028 | 89.95 | 90.29 | 5805 | 42719 | 28826 | 24562 | 3789 | 16688 | 122632 | 0.7227 | 59 | 2215.3938 | 134.8 | 6096 | 0 | 359 | 0 | h2_depleted
1 | 0.377 | 0.098885 | 0.27811 | 100 | 179.2 | 70.4 | 178.3 | 5.9427 | 13300 | 190 | 164 | 99.95 | 92.16 | 5805 | 42719 | 28826 | 54989 | 8046 | 16688 | 157263 | 0.9267 | 117 | 3270.3185 | 299.9 | 7488 | 0 | 356 | 18 | h2_depleted
1 | 0.382 | 0.1002 | 0.2818 | 60 | 16.6 | 70.4 | 12.3 | 0.41 | 24708 | 377 | 133363 | 59.95 | 85.44 | 5882 | 43286 | 28826 | 5080 | 554 | 16688 | 100694 | 0.5934 | 19 | 608.2685 | 35 | 2737 | 0 | 358 | 12 | h2_depleted
1 | 0.382 | 0.1002 | 0.2818 | 70 | 31.9 | 70.4 | 26.3 | 0.8766 | 21777 | 331 | 100064 | 69.95 | 87.17 | 5882 | 43286 | 28826 | 9778 | 1186 | 16688 | 105977 | 0.6245 | 27 | 816.661 | 52 | 2857 | 0 | 358 | 6 | h2_depleted
1 | 0.382 | 0.1002 | 0.2818 | 80 | 50.1 | 70.4 | 59.9 | 1.9965 | 18307 | 270 | 66765 | 79.95 | 89.21 | 5882 | 43286 | 28826 | 15377 | 2701 | 16688 | 113030 | 0.6661 | 46 | 2150.9822 | 103 | 6039 | 0 | 358 | 6 | h2_depleted
1 | 0.382 | 0.1002 | 0.2818 | 90 | 82 | 70.4 | 87.6 | 2.9197 | 16044 | 237 | 33466 | 89.95 | 90.55 | 5882 | 43286 | 28826 | 25158 | 3952 | 16688 | 124029 | 0.7309 | 61 | 2221.1438 | 142 | 6100 | 0 | 358 | 18 | h2_depleted
1 | 0.382 | 0.1002 | 0.2818 | 100 | 182.4 | 70.4 | 184.7 | 6.1561 | 12996 | 185 | 166 | 99.95 | 92.34 | 5882 | 43286 | 28826 | 55974 | 8332 | 16688 | 159174 | 0.938 | 120 | 3295.2363 | 321.6 | 7516 | 0 | 358 | 6 | h2_depleted
1 | 0.387 | 0.10151 | 0.28549 | 60 | 17.4 | 70.4 | 12.9 | 0.43 | 24329 | 372 | 135109 | 59.95 | 85.66 | 5959 | 43852 | 28826 | 5334 | 581 | 16688 | 101612 | 0.5988 | 19 | 614.7459 | 36 | 2737 | 0 | 360 | 12 | h2_depleted
1 | 0.387 | 0.10151 | 0.28549 | 70 | 33.1 | 70.4 | 28.3 | 0.9432 | 21271 | 323 | 101374 | 69.95 | 87.47 | 5959 | 43852 | 28826 | 10164 | 1277 | 16688 | 107089 | 0.6311 | 28 | 821.1459 | 55 | 2865 | 0 | 358 | 0 | h2_depleted
1 | 0.387 | 0.10151 | 0.28549 | 80 | 51.9 | 70.4 | 59.6 | 1.9865 | 18108 | 267 | 67639 | 79.95 | 89.33 | 5959 | 43852 | 28826 | 15932 | 2687 | 16688 | 114212 | 0.673 | 46 | 2151.7712 | 103 | 6040 | 0 | 358 | 6 | h2_depleted
1 | 0.387 | 0.10151 | 0.28549 | 90 | 84 | 70.4 | 92.1 | 3.0697 | 15554 | 231 | 33904 | 89.95 | 90.83 | 5959 | 43852 | 28826 | 25776 | 4154 | 16688 | 125487 | 0.7395 | 64 | 2260.5959 | 154.9 | 6106 | 0 | 358 | 18 | h2_depleted
1 | 0.387 | 0.10151 | 0.28549 | 100 | 185.6 | 70.4 | 191.1 | 6.3694 | 12700 | 181 | 169 | 99.95 | 92.52 | 5959 | 43852 | 28826 | 56949 | 8622 | 16688 | 161077 | 0.9492 | 124 | 3309.8596 | 331.6 | 7532 | 0 | 358 | 6 | h2_depleted
1 | 0.392 | 0.10282 | 0.28918 | 60 | 18.3 | 70.4 | 13.5 | 0.45 | 23931 | 366 | 136855 | 59.95 | 85.9 | 6036 | 44419 | 28826 | 5602 | 610 | 16688 | 102548 | 0.6043 | 20 | 618.0021 | 36.9 | 2741 | 0 | 358 | 12 | h2_depleted
1 | 0.392 | 0.10282 | 0.28918 | 70 | 34.4 | 70.4 | 27.9 | 0.9299 | 21106 | 320 | 102684 | 69.95 | 87.56 | 6036 | 44419 | 28826 | 10571 | 1260 | 16688 | 108121 | 0.6371 | 28 | 821.0774 | 55 | 2865 | 0 | 358 | 0 | h2_depleted
1 | 0.392 | 0.10282 | 0.28918 | 80 | 53.8 | 70.4 | 59.2 | 1.9731 | 17910 | 264 | 68513 | 79.95 | 89.45 | 6036 | 44419 | 28826 | 16506 | 2673 | 16688 | 115412 | 0.6801 | 45 | 2151.8582 | 103.9 | 6040 | 0 | 359 | 0 | h2_depleted
1 | 0.392 | 0.10282 | 0.28918 | 90 | 85.9 | 70.4 | 97.2 | 3.2397 | 15124 | 225 | 34342 | 89.95 | 91.09 | 6036 | 44419 | 28826 | 26373 | 4384 | 16688 | 126951 | 0.7481 | 68 | 2294.824 | 166.8 | 6149 | 0 | 358 | 0 | h2_depleted
1 | 0.392 | 0.10282 | 0.28918 | 100 | 188.7 | 70.4 | 197.5 | 6.5827 | 12552 | 178 | 171 | 99.95 | 92.6 | 6036 | 44419 | 28826 | 57924 | 8911 | 16688 | 162983 | 0.9604 | 127 | 3883.7123 | 346.4 | 8261 | 0 | 358 | 0 | h2_depleted
1 | 0.397 | 0.10413 | 0.29287 | 60 | 19 | 70.4 | 14 | 0.4666 | 23569 | 361 | 138600 | 59.95 | 86.11 | 6113 | 44986 | 28826 | 5844 | 634 | 16688 | 103452 | 0.6096 | 20 | 620.6822 | 37 | 2742 | 0 | 360 | 0 | h2_depleted
1 | 0.397 | 0.10413 | 0.29287 | 70 | 35.7 | 70.4 | 28.7 | 0.9566 | 20775 | 315 | 103993 | 69.95 | 87.76 | 6113 | 44986 | 28826 | 10957 | 1296 | 16688 | 109181 | 0.6434 | 28 | 822.3233 | 56 | 2866 | 0 | 358 | 0 | h2_depleted
1 | 0.397 | 0.10413 | 0.29287 | 80 | 55.4 | 70.4 | 61 | 2.0331 | 17555 | 259 | 69387 | 79.95 | 89.66 | 6113 | 44986 | 28826 | 16994 | 2753 | 16688 | 116618 | 0.6872 | 46 | 2155.561 | 108 | 6043 | 0 | 359 | 0 | h2_depleted
1 | 0.397 | 0.10413 | 0.29287 | 90 | 88.8 | 70.4 | 97.1 | 3.2363 | 14953 | 223 | 34780 | 89.95 | 91.19 | 6113 | 44986 | 28826 | 27249 | 4381 | 16688 | 128466 | 0.757 | 68 | 2296.2808 | 167.8 | 6150 | 0 | 358 | 0 | h2_depleted
1 | 0.397 | 0.10413 | 0.29287 | 100 | 191.9 | 70.4 | 211.8 | 7.0593 | 12336 | 175 | 173 | 99.95 | 92.73 | 6113 | 44986 | 28826 | 58903 | 9556 | 16688 | 165247 | 0.9738 | 136 | 3933.0774 | 402.4 | 8281 | 0 | 357 | 18 | h2_depleted
1 | 0.402 | 0.10544 | 0.29656 | 60 | 19.9 | 70.4 | 14.8 | 0.4933 | 23187 | 355 | 140346 | 59.95 | 86.34 | 6190 | 45552 | 28826 | 6119 | 666 | 16688 | 104397 | 0.6152 | 21 | 629.8692 | 38.9 | 2742 | 0 | 358 | 6 | h2_depleted
1 | 0.402 | 0.10544 | 0.29656 | 70 | 36.7 | 70.4 | 29.4 | 0.9799 | 20465 | 310 | 105303 | 69.95 | 87.94 | 6190 | 45552 | 28826 | 11266 | 1328 | 16688 | 110162 | 0.6492 | 28 | 838.3932 | 57 | 2867 | 0 | 359 | 0 | h2_depleted
1 | 0.402 | 0.10544 | 0.29656 | 80 | 56.8 | 70.4 | 63.5 | 2.1165 | 17146 | 252 | 70260 | 79.95 | 89.9 | 6190 | 45552 | 28826 | 17445 | 2865 | 16688 | 117820 | 0.6943 | 48 | 2163.3904 | 113 | 6052 | 0 | 358 | 6 | h2_depleted
1 | 0.402 | 0.10544 | 0.29656 | 90 | 91.8 | 70.4 | 96.5 | 3.2163 | 14832 | 221 | 35218 | 89.95 | 91.26 | 6190 | 45552 | 28826 | 28187 | 4356 | 16688 | 130021 | 0.7662 | 67 | 2297.7185 | 167.9 | 6151 | 0 | 358 | 18 | h2_depleted
1 | 0.402 | 0.10544 | 0.29656 | 100 | 195.1 | 70.4 | 229.1 | 7.6359 | 12095 | 171 | 175 | 99.95 | 92.87 | 6190 | 45552 | 28826 | 59882 | 10338 | 16688 | 167648 | 0.9879 | 147 | 3961.5205 | 431.4 | 8310 | 0 | 358 | 0 | h2_depleted
1 | 0.407 | 0.10675 | 0.30025 | 60 | 20.8 | 70.4 | 15.3 | 0.5099 | 22840 | 350 | 142091 | 59.95 | 86.54 | 6267 | 46119 | 28826 | 6378 | 691 | 16688 | 105319 | 0.6206 | 21 | 630.8096 | 39 | 2743 | 0 | 359 | 0 | h2_depleted
1 | 0.407 | 0.10675 | 0.30025 | 70 | 38 | 70.4 | 30.2 | 1.0066 | 20171 | 306 | 106613 | 69.95 | 88.11 | 6267 | 46119 | 28826 | 11670 | 1365 | 16688 | 111241 | 0.6555 | 29 | 844.374 | 58.9 | 2874 | 0 | 358 | 0 | h2_depleted
1 | 0.407 | 0.10675 | 0.30025 | 80 | 58.8 | 70.4 | 63.2 | 2.1065 | 16961 | 250 | 71134 | 79.95 | 90.01 | 6267 | 46119 | 28826 | 18048 | 2852 | 16688 | 119050 | 0.7015 | 48 | 2164.1616 | 113 | 6053 | 0 | 358 | 6 | h2_depleted
1 | 0.407 | 0.10675 | 0.30025 | 90 | 93.8 | 70.4 | 103.7 | 3.4563 | 14489 | 215 | 35656 | 89.95 | 91.46 | 6267 | 46119 | 28826 | 28792 | 4678 | 16688 | 131585 | 0.7754 | 72 | 3039.0644 | 179 | 7240 | 0 | 358 | 0 | h2_depleted
1 | 0.407 | 0.10675 | 0.30025 | 100 | 197.8 | 70.4 | 247 | 8.2325 | 11849 | 167 | 177 | 99.95 | 93.02 | 6267 | 46119 | 28826 | 60714 | 11143 | 16688 | 169923 | 1.0013 | 158 | 3998.1178 | 469.4 | 8348 | 0 | 356 | 18 | h2_depleted
1 | 0.412 | 0.10807 | 0.30393 | 60 | 21.7 | 70.4 | 16 | 0.5333 | 22482 | 345 | 143837 | 59.95 | 86.75 | 6344 | 46685 | 28826 | 6658 | 720 | 16688 | 106267 | 0.6262 | 21 | 657.2918 | 40.9 | 2744 | 0 | 360 | 0 | h2_depleted
1 | 0.412 | 0.10807 | 0.30393 | 70 | 39.2 | 70.4 | 32.3 | 1.0766 | 19755 | 299 | 107923 | 69.95 | 88.36 | 6344 | 46685 | 28826 | 12031 | 1458 | 16688 | 112332 | 0.662 | 29 | 848.9459 | 63 | 2876 | 0 | 359 | 0 | h2_depleted
1 | 0.412 | 0.10807 | 0.30393 | 80 | 60.8 | 70.4 | 62.9 | 2.0965 | 16750 | 247 | 72008 | 79.95 | 90.13 | 6344 | 46685 | 28826 | 18657 | 2839 | 16688 | 120287 | 0.7088 | 48 | 2164.524 | 113 | 6053 | 0 | 358 | 6 | h2_depleted
1 | 0.412 | 0.10807 | 0.30393 | 90 | 95 | 70.4 | 115.8 | 3.8596 | 14045 | 207 | 36094 | 89.95 | 91.72 | 6344 | 46685 | 28826 | 29166 | 5227 | 16688 | 133143 | 0.7846 | 78 | 3158.3925 | 215.9 | 7376 | 0 | 358 | 0 | h2_depleted
1 | 0.412 | 0.10807 | 0.30393 | 100 | 201 | 70.4 | 264.3 | 8.8091 | 11606 | 163 | 180 | 99.95 | 93.16 | 6344 | 46685 | 28826 | 61697 | 11927 | 16688 | 172330 | 1.0155 | 169 | 4072.1377 | 548.4 | 8427 | 0 | 357 | 0 | h2_depleted
1 | 0.417 | 0.10938 | 0.30762 | 60 | 22.5 | 70.4 | 16.5 | 0.5499 | 22172 | 341 | 145583 | 59.95 | 86.93 | 6421 | 47252 | 28826 | 6915 | 744 | 16688 | 107187 | 0.6316 | 22 | 658.0171 | 42 | 2744 | 0 | 358 | 6 | h2_depleted
1 | 0.417 | 0.10938 | 0.30762 | 70 | 40.5 | 70.4 | 33 | 1.0999 | 19497 | 295 | 109232 | 69.95 | 88.51 | 6421 | 47252 | 28826 | 12429 | 1487 | 16688 | 113398 | 0.6682 | 30 | 850.1959 | 64 | 2877 | 0 | 358 | 0 | h2_depleted
1 | 0.417 | 0.10938 | 0.30762 | 80 | 62.9 | 70.4 | 62.7 | 2.0898 | 16554 | 245 | 72882 | 79.95 | 90.24 | 6421 | 47252 | 28826 | 19309 | 2828 | 16688 | 121568 | 0.7164 | 48 | 2165.3616 | 113.9 | 6054 | 0 | 358 | 6 | h2_depleted
1 | 0.417 | 0.10938 | 0.30762 | 90 | 97.2 | 70.4 | 121.6 | 4.0529 | 13770 | 202 | 36532 | 89.95 | 91.89 | 6421 | 47252 | 28826 | 29839 | 5488 | 16688 | 134715 | 0.7939 | 81 | 3169.7904 | 224 | 7382 | 0 | 358 | 0 | h2_depleted
1 | 0.417 | 0.10938 | 0.30762 | 100 | 204.2 | 70.4 | 281.7 | 9.3891 | 11363 | 159 | 182 | 99.95 | 93.3 | 6421 | 47252 | 28826 | 62681 | 12713 | 16688 | 174739 | 1.0297 | 179 | 4116.7945 | 595.4 | 8474 | 0 | 356 | 18 | h2_depleted
1 | 0.422 | 0.11069 | 0.31131 | 60 | 23.4 | 70.4 | 17.2 | 0.5733 | 21828 | 336 | 147328 | 59.95 | 87.14 | 6498 | 47818 | 28826 | 7193 | 775 | 16688 | 108135 | 0.6372 | 22 | 661.6219 | 43 | 2751 | 0 | 358 | 6 | h2_depleted
1 | 0.422 | 0.11069 | 0.31131 | 70 | 41.8 | 70.4 | 33.9 | 1.1299 | 19214 | 291 | 110542 | 69.95 | 88.68 | 6498 | 47818 | 28826 | 12824 | 1530 | 16688 | 114476 | 0.6746 | 30 | 1169.6479 | 65.9 | 3904 | 0 | 359 | 0 | h2_depleted
1 | 0.422 | 0.11069 | 0.31131 | 80 | 64.4 | 70.4 | 66.2 | 2.2064 | 16060 | 237 | 73756 | 79.95 | 90.54 | 6498 | 47818 | 28826 | 19780 | 2988 | 16688 | 122836 | 0.7239 | 50 | 2174.3671 | 119.9 | 6064 | 0 | 358 | 6 | h2_depleted
1 | 0.422 | 0.11069 | 0.31131 | 90 | 100.5 | 70.4 | 121.4 | 4.0463 | 13652 | 200 | 36970 | 89.95 | 91.96 | 6498 | 47818 | 28826 | 30841 | 5476 | 16688 | 136347 | 0.8035 | 81 | 3175.7055 | 230.6 | 7389 | 0 | 358 | 0 | h2_depleted
1 | 0.422 | 0.11069 | 0.31131 | 100 | 207.4 | 70.4 | 299.2 | 9.9723 | 11115 | 155 | 184 | 99.95 | 93.45 | 6498 | 47818 | 28826 | 63664 | 13499 | 16688 | 177149 | 1.0439 | 190 | 4144.1589 | 623.4 | 8502 | 0 | 357 | 18 | h2_depleted
1 | 0.427 | 0.112 | 0.315 | 60 | 24.4 | 70.4 | 17.8 | 0.5933 | 21508 | 331 | 149074 | 59.95 | 87.33 | 6575 | 48385 | 28826 | 7481 | 805 | 16688 | 109092 | 0.6429 | 22 | 664.9863 | 43.9 | 2752 | 0 | 358 | 6 | h2_depleted
1 | 0.427 | 0.112 | 0.315 | 70 | 42.4 | 70.4 | 38.3 | 1.2765 | 18542 | 280 | 111852 | 69.95 | 89.07 | 6575 | 48385 | 28826 | 13013 | 1729 | 16688 | 115497 | 0.6806 | 33 | 2076.5418 | 72 | 5952 | 0 | 359 | 0 | h2_depleted
1 | 0.427 | 0.112 | 0.315 | 80 | 66.2 | 70.4 | 68.2 | 2.2731 | 15692 | 232 | 74630 | 79.95 | 90.75 | 6575 | 48385 | 28826 | 20332 | 3078 | 16688 | 124117 | 0.7314 | 51 | 2183.463 | 124 | 6068 | 0 | 358 | 18 | h2_depleted
1 | 0.427 | 0.112 | 0.315 | 90 | 103.8 | 70.4 | 121.1 | 4.0363 | 13533 | 198 | 37408 | 89.95 | 92.02 | 6575 | 48385 | 28826 | 31850 | 5464 | 16688 | 137987 | 0.8131 | 81 | 3176.6842 | 230.7 | 7390 | 0 | 358 | 0 | h2_depleted
1 | 0.427 | 0.112 | 0.315 | 100 | 210.8 | 70.4 | 320.4 | 10.6789 | 10823 | 150 | 186 | 99.95 | 93.62 | 6575 | 48385 | 28826 | 64708 | 14455 | 16688 | 179788 | 1.0595 | 203 | 4186.5082 | 667.4 | 8546 | 0 | 357 | 0 | h2_depleted
1 | 0.432 | 0.11331 | 0.31869 | 60 | 25.4 | 70.4 | 17.9 | 0.5966 | 21324 | 329 | 150819 | 59.95 | 87.43 | 6652 | 48952 | 28826 | 7786 | 806 | 16688 | 110038 | 0.6484 | 22 | 665.1849 | 44 | 2752 | 0 | 358 | 6 | h2_depleted
1 | 0.432 | 0.11331 | 0.31869 | 70 | 43.6 | 70.4 | 39.1 | 1.3032 | 18286 | 276 | 113162 | 69.95 | 89.22 | 6652 | 48952 | 28826 | 13385 | 1764 | 16688 | 116543 | 0.6868 | 34 | 2079.3527 | 73.9 | 5953 | 0 | 358 | 18 | h2_depleted
1 | 0.432 | 0.11331 | 0.31869 | 80 | 68 | 70.4 | 70.1 | 2.3364 | 15416 | 229 | 75504 | 79.95 | 90.92 | 6652 | 48952 | 28826 | 20878 | 3163 | 16688 | 125388 | 0.7389 | 52 | 2197.1363 | 128 | 6072 | 0 | 358 | 0 | h2_depleted
1 | 0.432 | 0.11331 | 0.31869 | 90 | 107.2 | 70.4 | 120.8 | 4.0263 | 13416 | 197 | 37846 | 89.95 | 92.09 | 6652 | 48952 | 28826 | 32898 | 5452 | 16688 | 139664 | 0.823 | 81 | 3177.6486 | 232.9 | 7391 | 0 | 358 | 0 | h2_depleted
1 | 0.432 | 0.11331 | 0.31869 | 100 | 214 | 70.4 | 347.8 | 11.5922 | 10494 | 145 | 188 | 99.95 | 93.82 | 6652 | 48952 | 28826 | 65687 | 15692 | 16688 | 182641 | 1.0763 | 220 | 4235.8603 | 717.4 | 8596 | 0 | 356 | 18 | h2_depleted
1 | 0.437 | 0.11462 | 0.32238 | 60 | 26.3 | 70.4 | 18.9 | 0.6299 | 20941 | 323 | 152565 | 59.95 | 87.66 | 6729 | 49518 | 28826 | 8071 | 854 | 16688 | 111009 | 0.6542 | 23 | 668.5781 | 45 | 2759 | 0 | 358 | 6 | h2_depleted
1 | 0.437 | 0.11462 | 0.32238 | 70 | 44.9 | 70.4 | 41.2 | 1.3732 | 17903 | 270 | 114471 | 69.95 | 89.45 | 6729 | 49518 | 28826 | 13784 | 1860 | 16688 | 117675 | 0.6934 | 35 | 2084.9329 | 79 | 5957 | 0 | 358 | 18 | h2_depleted
1 | 0.437 | 0.11462 | 0.32238 | 80 | 69.8 | 70.4 | 72 | 2.3998 | 15141 | 225 | 76378 | 79.95 | 91.08 | 6729 | 49518 | 28826 | 21437 | 3250 | 16688 | 126673 | 0.7465 | 53 | 2209.8575 | 131.9 | 6089 | 0 | 358 | 0 | h2_depleted
1 | 0.437 | 0.11462 | 0.32238 | 90 | 110.6 | 70.4 | 121.2 | 4.0396 | 13283 | 195 | 38284 | 89.95 | 92.17 | 6729 | 49518 | 28826 | 33933 | 5469 | 16688 | 141358 | 0.833 | 81 | 3179.137 | 234.9 | 7392 | 0 | 358 | 0 | h2_depleted
1 | 0.437 | 0.11462 | 0.32238 | 100 | 217 | 70.4 | 375.8 | 12.5254 | 10158 | 139 | 190 | 99.95 | 94.01 | 6729 | 49518 | 28826 | 66615 | 16956 | 16688 | 185472 | 1.093 | 305 | 4354.4418 | 841.4 | 8720 | 0 | 353 | 6 | h2_depleted
1 | 0.442 | 0.11593 | 0.32607 | 60 | 27.3 | 70.4 | 19.3 | 0.6433 | 20707 | 319 | 154311 | 59.95 | 87.8 | 6806 | 50085 | 28826 | 8384 | 870 | 16688 | 111978 | 0.6599 | 23 | 776.4432 | 45.9 | 2760 | 0 | 358 | 6 | h2_depleted
1 | 0.442 | 0.11593 | 0.32607 | 70 | 46 | 70.4 | 42.4 | 1.4132 | 17607 | 265 | 115781 | 69.95 | 89.62 | 6806 | 50085 | 28826 | 14126 | 1915 | 16688 | 118711 | 0.6995 | 36 | 2086.6932 | 80.9 | 5958 | 0 | 357 | 18 | h2_depleted
1 | 0.442 | 0.11593 | 0.32607 | 80 | 72 | 70.4 | 72.2 | 2.4064 | 14977 | 222 | 77252 | 79.95 | 91.17 | 6806 | 50085 | 28826 | 22086 | 3258 | 16688 | 127972 | 0.7541 | 53 | 2211.3171 | 133 | 6090 | 0 | 358 | 0 | h2_depleted
1 | 0.442 | 0.11593 | 0.32607 | 90 | 112.1 | 70.4 | 134.3 | 4.4762 | 12825 | 186 | 38722 | 89.95 | 92.44 | 6806 | 50085 | 28826 | 34399 | 6058 | 16688 | 143048 | 0.843 | 89 | 3208.7027 | 257.6 | 7422 | 0 | 357 | 18 | h2_depleted
1 | 0.442 | 0.11593 | 0.32607 | 100 | 220.3 | 70.4 | 403.2 | 13.4387 | 9832 | 134 | 193 | 99.95 | 94.21 | 6806 | 50085 | 28826 | 67598 | 18191 | 16688 | 188328 | 1.1098 | 326 | 4396.6137 | 884.4 | 8760 | 0.00068493 | 352 | 0 | h2_depleted
1 | 0.447 | 0.11725 | 0.32975 | 60 | 28.3 | 70.4 | 19.2 | 0.6399 | 20546 | 317 | 156056 | 59.95 | 87.89 | 6883 | 50651 | 28826 | 8688 | 868 | 16688 | 112922 | 0.6654 | 23 | 776.4719 | 45.9 | 2760 | 0 | 358 | 6 | h2_depleted
1 | 0.447 | 0.11725 | 0.32975 | 70 | 46.6 | 70.4 | 43.4 | 1.4465 | 17340 | 261 | 117091 | 69.95 | 89.78 | 6883 | 50651 | 28826 | 14288 | 1959 | 16688 | 119556 | 0.7045 | 36 | 2089.3363 | 83 | 5960 | 0 | 358 | 18 | h2_depleted
1 | 0.447 | 0.11725 | 0.32975 | 80 | 74.3 | 70.4 | 71.1 | 2.3698 | 14886 | 221 | 78125 | 79.95 | 91.23 | 6883 | 50651 | 28826 | 22793 | 3210 | 16688 | 129273 | 0.7618 | 53 | 2211.4678 | 133 | 6090 | 0 | 358 | 0 | h2_depleted
1 | 0.447 | 0.11725 | 0.32975 | 90 | 114.8 | 70.4 | 140.4 | 4.6795 | 12547 | 182 | 39160 | 89.95 | 92.61 | 6883 | 50651 | 28826 | 35236 | 6335 | 16688 | 144801 | 0.8533 | 94 | 3219.5205 | 270.8 | 7433 | 0 | 357 | 12 | h2_depleted
1 | 0.447 | 0.11725 | 0.32975 | 100 | 223.5 | 70.4 | 430.5 | 14.3486 | 9508 | 129 | 195 | 99.95 | 94.4 | 6883 | 50651 | 28826 | 68582 | 19425 | 16688 | 191184 | 1.1266 | 347 | 4447.1329 | 936.4 | 8760 | 0.0068493 | 351 | 12 | h2_depleted
1 | 0.452 | 0.11856 | 0.33344 | 60 | 29.3 | 70.4 | 19.2 | 0.6399 | 20385 | 315 | 157802 | 59.95 | 87.99 | 6960 | 51218 | 28826 | 9005 | 866 | 16688 | 113878 | 0.6711 | 23 | 776.6199 | 46 | 2760 | 0 | 358 | 6 | h2_depleted
1 | 0.452 | 0.11856 | 0.33344 | 70 | 48.1 | 70.4 | 42.7 | 1.4232 | 17228 | 259 | 118401 | 69.95 | 89.85 | 6960 | 51218 | 28826 | 14761 | 1928 | 16688 | 120640 | 0.7109 | 36 | 2088.6226 | 83 | 5959 | 0 | 358 | 18 | h2_depleted
1 | 0.452 | 0.11856 | 0.33344 | 80 | 76.6 | 70.4 | 70.1 | 2.3364 | 14797 | 220 | 78999 | 79.95 | 91.28 | 6960 | 51218 | 28826 | 23518 | 3161 | 16688 | 130591 | 0.7695 | 52 | 2211.6411 | 133 | 6090 | 0 | 358 | 0 | h2_depleted
1 | 0.452 | 0.11856 | 0.33344 | 90 | 117.4 | 70.4 | 148.6 | 4.9528 | 12214 | 176 | 39598 | 89.95 | 92.8 | 6960 | 51218 | 28826 | 36019 | 6706 | 16688 | 146594 | 0.8639 | 98 | 3277.0589 | 292.7 | 7499 | 0 | 358 | 6 | h2_depleted
1 | 0.452 | 0.11856 | 0.33344 | 100 | 226.7 | 70.4 | 457.9 | 15.2618 | 9183 | 123 | 197 | 99.95 | 94.59 | 6960 | 51218 | 28826 | 69567 | 20660 | 16688 | 194042 | 1.1435 | 379 | 4543.8603 | 1038.4 | 8760 | 0.018493 | 349 | 18 | h2_depleted
1 | 0.457 | 0.11987 | 0.33713 | 60 | 30.4 | 70.4 | 19.2 | 0.6399 | 20248 | 313 | 159547 | 59.95 | 88.07 | 7037 | 51784 | 28826 | 9329 | 865 | 16688 | 114843 | 0.6767 | 23 | 776.937 | 46 | 2760 | 0 | 358 | 6 | h2_depleted
1 | 0.457 | 0.11987 | 0.33713 | 70 | 49.4 | 70.4 | 43.7 | 1.4565 | 16953 | 255 | 119710 | 69.95 | 90.01 | 7037 | 51784 | 28826 | 15169 | 1974 | 16688 | 121734 | 0.7174 | 36 | 2114.5712 | 84.9 | 5997 | 0 | 359 | 18 | h2_depleted
1 | 0.457 | 0.11987 | 0.33713 | 80 | 78.9 | 70.4 | 70.1 | 2.3364 | 14642 | 218 | 79873 | 79.95 | 91.37 | 7037 | 51784 | 28826 | 24207 | 3161 | 16688 | 131921 | 0.7774 | 52 | 2212.8315 | 134 | 6091 | 0 | 358 | 0 | h2_depleted
1 | 0.457 | 0.11987 | 0.33713 | 90 | 121.4 | 70.4 | 147.8 | 4.9262 | 12116 | 175 | 40036 | 89.95 | 92.86 | 7037 | 51784 | 28826 | 37266 | 6668 | 16688 | 148444 | 0.8748 | 98 | 3278.0144 | 293.7 | 7500 | 0 | 358 | 6 | h2_depleted
1 | 0.457 | 0.11987 | 0.33713 | 100 | 229.9 | 70.4 | 488.7 | 16.2884 | 8827 | 118 | 199 | 99.95 | 94.8 | 7037 | 51784 | 28826 | 70554 | 22052 | 16688 | 197059 | 1.1612 | 411 | 4606.5589 | 1103.4 | 8760 | 0.026027 | 348 | 18 | h2_depleted
1 | 0.462 | 0.12118 | 0.34082 | 60 | 31.4 | 70.4 | 19.5 | 0.6499 | 20034 | 310 | 161293 | 59.95 | 88.19 | 7114 | 52351 | 28826 | 9645 | 878 | 16688 | 115812 | 0.6825 | 23 | 806.5726 | 46.9 | 2856 | 0 | 358 | 6 | h2_depleted
1 | 0.462 | 0.12118 | 0.34082 | 70 | 50.9 | 70.4 | 44.2 | 1.4732 | 16729 | 252 | 121020 | 69.95 | 90.14 | 7114 | 52351 | 28826 | 15609 | 1995 | 16688 | 122836 | 0.7238 | 36 | 2127.9884 | 87.9 | 6028 | 0 | 359 | 18 | h2_depleted
1 | 0.462 | 0.12118 | 0.34082 | 80 | 81.3 | 70.4 | 68.8 | 2.2931 | 14560 | 216 | 80747 | 79.95 | 91.42 | 7114 | 52351 | 28826 | 24955 | 3106 | 16688 | 133257 | 0.7853 | 51 | 2211.85 | 133.9 | 6090 | 0 | 359 | 0 | h2_depleted
1 | 0.462 | 0.12118 | 0.34082 | 90 | 125.7 | 70.4 | 145.9 | 4.8628 | 12045 | 174 | 40474 | 89.95 | 92.9 | 7114 | 52351 | 28826 | 38587 | 6582 | 16688 | 150322 | 0.8858 | 97 | 3277.9288 | 293.7 | 7500 | 0 | 358 | 6 | h2_depleted
1 | 0.462 | 0.12118 | 0.34082 | 100 | 233.1 | 70.4 | 557.1 | 18.5681 | 8141 | 107 | 201 | 99.95 | 95.2 | 7114 | 52351 | 28826 | 71541 | 25135 | 16688 | 201762 | 1.189 | 499 | 4736.2466 | 1239.4 | 8760 | 0.041096 | 345 | 0 | h2_depleted
1 | 0.467 | 0.12249 | 0.34451 | 60 | 32.1 | 70.4 | 21.7 | 0.7233 | 19494 | 301 | 163038 | 59.95 | 88.51 | 7191 | 52918 | 28826 | 9858 | 977 | 16688 | 116759 | 0.688 | 24 | 814.2836 | 50 | 2865 | 0 | 358 | 6 | h2_depleted
1 | 0.467 | 0.12249 | 0.34451 | 70 | 52.4 | 70.4 | 43.9 | 1.4632 | 16587 | 250 | 122330 | 69.95 | 90.23 | 7191 | 52918 | 28826 | 16089 | 1979 | 16688 | 123942 | 0.7304 | 36 | 2128.9233 | 87 | 6029 | 0 | 359 | 18 | h2_depleted
1 | 0.467 | 0.12249 | 0.34451 | 80 | 83.5 | 70.4 | 69.8 | 2.3264 | 14366 | 214 | 81621 | 79.95 | 91.53 | 7191 | 52918 | 28826 | 25622 | 3148 | 16688 | 134606 | 0.7932 | 52 | 2214.6836 | 135 | 6092 | 0 | 358 | 0 | h2_depleted
1 | 0.467 | 0.12249 | 0.34451 | 90 | 130.2 | 70.4 | 144 | 4.7995 | 11975 | 173 | 40912 | 89.95 | 92.94 | 7191 | 52918 | 28826 | 39952 | 6497 | 16688 | 152245 | 0.8972 | 96 | 3278.6466 | 294.6 | 7501 | 0 | 358 | 6 | h2_depleted
1 | 0.467 | 0.12249 | 0.34451 | 100 | 238.5 | 70.4 | 617.3 | 20.5746 | 7527 | 97 | 204 | 99.95 | 95.56 | 7191 | 52918 | 28826 | 73196 | 27855 | 16688 | 206770 | 1.2185 | 616 | 4886.463 | 1399.4 | 8760 | 0.059589 | 340 | 6 | h2_depleted
1 | 0.472 | 0.1238 | 0.3482 | 60 | 33.1 | 70.4 | 22 | 0.7333 | 19296 | 297 | 164784 | 59.95 | 88.63 | 7268 | 53484 | 28826 | 10170 | 991 | 16688 | 117725 | 0.6937 | 24 | 814.7103 | 50.9 | 2866 | 0 | 358 | 6 | h2_depleted
1 | 0.472 | 0.1238 | 0.3482 | 70 | 54 | 70.4 | 43.5 | 1.4499 | 16449 | 248 | 123639 | 69.95 | 90.31 | 7268 | 53484 | 28826 | 16577 | 1964 | 16688 | 125055 | 0.7369 | 36 | 2128.8973 | 87 | 6029 | 0 | 359 | 18 | h2_depleted
1 | 0.472 | 0.1238 | 0.3482 | 80 | 85.4 | 70.4 | 73 | 2.4331 | 14016 | 209 | 82495 | 79.95 | 91.74 | 7268 | 53484 | 28826 | 26203 | 3294 | 16688 | 135972 | 0.8013 | 53 | 2219.5733 | 140.9 | 6096 | 0 | 359 | 0 | h2_depleted
1 | 0.472 | 0.1238 | 0.3482 | 90 | 133 | 70.4 | 154.9 | 5.1628 | 11560 | 167 | 41350 | 89.95 | 93.19 | 7268 | 53484 | 28826 | 40827 | 6991 | 16688 | 154251 | 0.909 | 102 | 3298.1534 | 318.6 | 7521 | 0 | 357 | 0 | h2_depleted
1 | 0.472 | 0.1238 | 0.3482 | 100 | 253.3 | 70.4 | 679.2 | 22.6377 | 6899 | 87 | 206 | 99.95 | 95.93 | 7268 | 53484 | 28826 | 77731 | 30646 | 16688 | 214731 | 1.2654 | 723 | 5028.0521 | 1552.4 | 8760 | 0.076712 | 335 | 18 | h2_depleted
1 | 0.477 | 0.12511 | 0.35189 | 60 | 33.8 | 70.4 | 24.1 | 0.8033 | 18769 | 289 | 166530 | 59.95 | 88.94 | 7345 | 54051 | 28826 | 10387 | 1088 | 16688 | 118674 | 0.6993 | 25 | 831.9055 | 54 | 2868 | 0 | 358 | 6 | h2_depleted
1 | 0.477 | 0.12511 | 0.35189 | 70 | 55.6 | 70.4 | 43.1 | 1.4365 | 16319 | 247 | 124949 | 69.95 | 90.38 | 7345 | 54051 | 28826 | 17065 | 1946 | 16688 | 126168 | 0.7435 | 36 | 2117.4342 | 85.9 | 6000 | 0 | 358 | 18 | h2_depleted
1 | 0.477 | 0.12511 | 0.35189 | 80 | 87.3 | 70.4 | 76.3 | 2.5431 | 13671 | 205 | 83369 | 79.95 | 91.94 | 7345 | 54051 | 28826 | 26795 | 3441 | 16688 | 137350 | 0.8094 | 54 | 2228.8027 | 148 | 6107 | 0 | 359 | 0 | h2_depleted
1 | 0.477 | 0.12511 | 0.35189 | 90 | 135.8 | 70.4 | 169.5 | 5.6494 | 11324 | 163 | 41788 | 89.95 | 93.33 | 7345 | 54051 | 28826 | 41670 | 7648 | 16688 | 156391 | 0.9216 | 111 | 3894.0158 | 359.4 | 8262 | 0 | 356 | 18 | h2_depleted
1 | 0.477 | 0.12511 | 0.35189 | 100 | 267.8 | 70.4 | 765.6 | 25.5174 | 6055 | 74 | 208 | 99.95 | 96.43 | 7345 | 54051 | 28826 | 82182 | 34544 | 16688 | 223709 | 1.3183 | 860 | 8673.9342 | 8760 | 8760 | 0.98904 | 330 | 0 | h2_depleted
1 | 0.482 | 0.12643 | 0.35557 | 60 | 34.8 | 70.4 | 24.7 | 0.8233 | 18534 | 285 | 168275 | 59.95 | 89.08 | 7422 | 54617 | 28826 | 10666 | 1114 | 16688 | 119619 | 0.7049 | 26 | 833.2801 | 55 | 2869 | 0 | 358 | 6 | h2_depleted
1 | 0.482 | 0.12643 | 0.35557 | 70 | 56.8 | 70.4 | 45.9 | 1.5298 | 15877 | 240 | 126259 | 69.95 | 90.64 | 7422 | 54617 | 28826 | 17422 | 2072 | 16688 | 127287 | 0.7501 | 37 | 2146.0829 | 93.9 | 6034 | 0 | 359 | 18 | h2_depleted
1 | 0.482 | 0.12643 | 0.35557 | 80 | 89.3 | 70.4 | 79.6 | 2.6531 | 13356 | 200 | 84243 | 79.95 | 92.13 | 7422 | 54617 | 28826 | 27403 | 3590 | 16688 | 138747 | 0.8176 | 56 | 2681.089 | 155.8 | 6775 | 0 | 359 | 0 | h2_depleted
1 | 0.482 | 0.12643 | 0.35557 | 90 | 138.9 | 70.4 | 184.9 | 6.1627 | 11104 | 159 | 42226 | 89.95 | 93.46 | 7422 | 54617 | 28826 | 42636 | 8343 | 16688 | 158691 | 0.9351 | 120 | 3937.6986 | 407.4 | 8286 | 0 | 358 | 6 | h2_depleted
1 | 0.482 | 0.12643 | 0.35557 | 100 | 271.4 | 70.4 | 944.6 | 31.4835 | 4396 | 48 | 210 | 99.95 | 97.41 | 7422 | 54617 | 28826 | 83282 | 42619 | 16688 | 233504 | 1.376 | 8760 | 8760 | 8760 | 8760 | 1 | 1 | 0
1 | 0.487 | 0.12774 | 0.35926 | 60 | 35.8 | 70.4 | 25.3 | 0.8432 | 18300 | 281 | 170021 | 59.95 | 89.22 | 7499 | 55184 | 28826 | 10986 | 1140 | 16688 | 120604 | 0.7107 | 26 | 835.3164 | 56 | 2869 | 0 | 358 | 6 | h2_depleted
1 | 0.487 | 0.12774 | 0.35926 | 70 | 58.5 | 70.4 | 44.9 | 1.4965 | 15803 | 239 | 127569 | 69.95 | 90.69 | 7499 | 55184 | 28826 | 17949 | 2026 | 16688 | 128411 | 0.7567 | 37 | 2145.7781 | 91.9 | 6034 | 0 | 358 | 18 | h2_depleted
1 | 0.487 | 0.12774 | 0.35926 | 80 | 91.3 | 70.4 | 82.8 | 2.7597 | 13128 | 197 | 85117 | 79.95 | 92.26 | 7499 | 55184 | 28826 | 28019 | 3738 | 16688 | 140151 | 0.8259 | 58 | 3027.3171 | 167 | 7228 | 0 | 359 | 0 | h2_depleted
1 | 0.487 | 0.12774 | 0.35926 | 90 | 142.1 | 70.4 | 200.3 | 6.676 | 10884 | 155 | 42664 | 89.95 | 93.59 | 7499 | 55184 | 28826 | 43611 | 9038 | 16688 | 161001 | 0.9488 | 129 | 3962.6068 | 432.4 | 8311 | 0 | 358 | 0 | h2_depleted
1 | 0.487 | 0.12774 | 0.35926 | 100 | 275 | 70.4 | 1122.8 | 37.4229 | 2733 | 26 | 212 | 99.95 | 98.39 | 7499 | 55184 | 28826 | 84399 | 50660 | 16688 | 243282 | 1.4336 | 8760 | 8760 | 8760 | 8760 | 1 | 1 | 0
1 | 0.492 | 0.12905 | 0.36295 | 60 | 36.8 | 70.4 | 25.6 | 0.8532 | 18112 | 278 | 171766 | 59.95 | 89.33 | 7576 | 55750 | 28826 | 11279 | 1154 | 16688 | 121553 | 0.7163 | 27 | 836.3836 | 57 | 2870 | 0 | 358 | 6 | h2_depleted
1 | 0.492 | 0.12905 | 0.36295 | 70 | 60.1 | 70.4 | 44.8 | 1.4932 | 15645 | 237 | 128878 | 69.95 | 90.78 | 7576 | 55750 | 28826 | 18441 | 2021 | 16688 | 129540 | 0.7634 | 37 | 2146.8103 | 93 | 6035 | 0 | 358 | 18 | h2_depleted
1 | 0.492 | 0.12905 | 0.36295 | 80 | 93.3 | 70.4 | 86.1 | 2.8697 | 12929 | 193 | 85990 | 79.95 | 92.38 | 7576 | 55750 | 28826 | 28639 | 3887 | 16688 | 141560 | 0.8342 | 60 | 3033.1452 | 179.7 | 7232 | 0 | 358 | 18 | h2_depleted
1 | 0.492 | 0.12905 | 0.36295 | 90 | 145.3 | 70.4 | 215.7 | 7.1893 | 10665 | 152 | 43102 | 89.95 | 93.72 | 7576 | 55750 | 28826 | 44594 | 9732 | 16688 | 163319 | 0.9624 | 139 | 4056.2062 | 533.4 | 8412 | 0 | 357 | 18 | h2_depleted
1 | 0.492 | 0.12905 | 0.36295 | 100 | 276.5 | 70.4 | 1315.3 | 43.8389 | 956 | 5 | 214 | 99.95 | 99.44 | 7576 | 55750 | 28826 | 84859 | 59347 | 16688 | 253052 | 1.4912 | 8760 | 8760 | 8760 | 8760 | 1 | 1 | 0
1 | 0.497 | 0.13036 | 0.36664 | 60 | 37.9 | 70.4 | 25.9 | 0.8632 | 17931 | 276 | 173512 | 59.95 | 89.43 | 7653 | 56317 | 28826 | 11627 | 1167 | 16688 | 122554 | 0.7222 | 27 | 1154.2027 | 57 | 3890 | 0 | 358 | 6 | h2_depleted
1 | 0.497 | 0.13036 | 0.36664 | 70 | 61.5 | 70.4 | 46.1 | 1.5365 | 15392 | 233 | 130188 | 69.95 | 90.93 | 7653 | 56317 | 28826 | 18880 | 2081 | 16688 | 130678 | 0.7701 | 38 | 2148.5747 | 96.7 | 6036 | 0 | 358 | 18 | h2_depleted
1 | 0.497 | 0.13036 | 0.36664 | 80 | 95.9 | 70.4 | 85.8 | 2.8597 | 12823 | 192 | 86864 | 79.95 | 92.44 | 7653 | 56317 | 28826 | 29435 | 3870 | 16688 | 142980 | 0.8426 | 60 | 3034.0233 | 179.9 | 7233 | 0 | 358 | 18 | h2_depleted
1 | 0.497 | 0.13036 | 0.36664 | 90 | 148.5 | 70.4 | 231.1 | 7.7026 | 10445 | 148 | 43540 | 89.95 | 93.84 | 7653 | 56317 | 28826 | 45591 | 10427 | 16688 | 165650 | 0.9761 | 149 | 4104.9623 | 584.4 | 8463 | 0 | 357 | 0 | h2_depleted
1 | 0.497 | 0.13036 | 0.36664 | 100 | 279.8 | 70.4 | 1495.8 | 49.855 | 0 | 0 | 217 | 99.95 | 100 | 7653 | 56317 | 28826 | 85874 | 67495 | 16688 | 262853 | 1.5489 | 8760 | 8760 | 8760 | 8760 | 1 | 1 | 0
1 | 0.502 | 0.13167 | 0.37033 | 60 | 38.8 | 70.4 | 26.4 | 0.8799 | 17718 | 272 | 175258 | 59.95 | 89.56 | 7730 | 56884 | 28826 | 11917 | 1189 | 16688 | 123507 | 0.7278 | 27 | 1157.9295 | 58.9 | 3897 | 0 | 358 | 6 | h2_depleted
1 | 0.502 | 0.13167 | 0.37033 | 70 | 63 | 70.4 | 47.4 | 1.5798 | 15154 | 229 | 131498 | 69.95 | 91.07 | 7730 | 56884 | 28826 | 19321 | 2141 | 16688 | 131818 | 0.7768 | 38 | 2157.2548 | 99 | 6046 | 0 | 359 | 18 | h2_depleted
1 | 0.502 | 0.13167 | 0.37033 | 80 | 98.9 | 70.4 | 83.3 | 2.7764 | 12774 | 191 | 87738 | 79.95 | 92.47 | 7730 | 56884 | 28826 | 30347 | 3757 | 16688 | 144423 | 0.8511 | 58 | 3032.8342 | 177.6 | 7232 | 0 | 359 | 0 | h2_depleted
1 | 0.502 | 0.13167 | 0.37033 | 90 | 151.9 | 70.4 | 250.1 | 8.3358 | 10196 | 144 | 43979 | 89.95 | 93.99 | 7730 | 56884 | 28826 | 46626 | 11284 | 16688 | 168181 | 0.9911 | 160 | 4132.5281 | 612.4 | 8491 | 0 | 356 | 18 | h2_depleted
1 | 0.502 | 0.13167 | 0.37033 | 100 | 282.6 | 70.4 | 1679.9 | 55.9911 | 0 | 0 | 219 | 99.95 | 100 | 7730 | 56884 | 28826 | 86738 | 75801 | 16688 | 272667 | 1.6068 | 8760 | 8760 | 8760 | 8760 | 1 | 1 | 0
1 | 0.507 | 0.13298 | 0.37402 | 60 | 40 | 70.4 | 26.1 | 0.8699 | 17636 | 272 | 177003 | 59.95 | 89.61 | 7807 | 57450 | 28826 | 12271 | 1176 | 16688 | 124490 | 0.7336 | 27 | 1157.9315 | 58.9 | 3897 | 0 | 358 | 6 | h2_depleted
1 | 0.507 | 0.13298 | 0.37402 | 70 | 64.5 | 70.4 | 48.4 | 1.6132 | 14946 | 226 | 132808 | 69.95 | 91.19 | 7807 | 57450 | 28826 | 19785 | 2184 | 16688 | 132966 | 0.7835 | 39 | 2163.289 | 102 | 6054 | 0 | 359 | 18 | h2_depleted
1 | 0.507 | 0.13298 | 0.37402 | 80 | 101 | 70.4 | 87.7 | 2.923 | 12550 | 187 | 88612 | 79.95 | 92.6 | 7807 | 57450 | 28826 | 30992 | 3956 | 16688 | 145907 | 0.8598 | 61 | 3042.776 | 185.8 | 7242 | 0 | 358 | 18 | h2_depleted
1 | 0.507 | 0.13298 | 0.37402 | 90 | 154.5 | 70.4 | 313.3 | 10.4423 | 9540 | 133 | 44417 | 89.95 | 94.38 | 7807 | 57450 | 28826 | 47420 | 14136 | 16688 | 172460 | 1.0163 | 199 | 4253.1945 | 737.4 | 8616 | 0 | 357 | 0 | h2_depleted
1 | 0.507 | 0.13298 | 0.37402 | 100 | 285.4 | 70.4 | 1863.6 | 62.1138 | 0 | 0 | 221 | 99.95 | 100 | 7807 | 57450 | 28826 | 87602 | 84089 | 16688 | 282462 | 1.6645 | 8760 | 8760 | 8760 | 8760 | 1 | 1 | 0
1 | 0.512 | 0.1343 | 0.3777 | 60 | 40.8 | 70.4 | 28.3 | 0.9432 | 17153 | 264 | 178749 | 59.95 | 89.89 | 7884 | 58017 | 28826 | 12511 | 1277 | 16688 | 125467 | 0.7394 | 28 | 1168.9288 | 63 | 3899 | 0 | 358 | 0 | h2_depleted
1 | 0.512 | 0.1343 | 0.3777 | 70 | 66.2 | 70.4 | 48.1 | 1.6032 | 14838 | 224 | 134117 | 69.95 | 91.26 | 7884 | 58017 | 28826 | 20310 | 2170 | 16688 | 134119 | 0.7903 | 39 | 2163.3397 | 102 | 6054 | 0 | 359 | 18 | h2_depleted
1 | 0.512 | 0.1343 | 0.3777 | 80 | 102 | 70.4 | 101 | 3.3663 | 12099 | 179 | 89486 | 79.95 | 92.87 | 7884 | 58017 | 28826 | 31301 | 4557 | 16688 | 147452 | 0.8689 | 71 | 3074.4356 | 220.9 | 7266 | 0 | 358 | 0 | h2_depleted
1 | 0.512 | 0.1343 | 0.3777 | 90 | 158.1 | 70.4 | 385.6 | 12.852 | 8828 | 121 | 44855 | 89.95 | 94.8 | 7884 | 58017 | 28826 | 48525 | 17399 | 16688 | 177459 | 1.0457 | 320 | 4445.2397 | 935.4 | 8760 | 0.0068493 | 352 | 0 | h2_depleted
1 | 0.512 | 0.1343 | 0.3777 | 100 | 289.8 | 70.4 | 2038 | 67.9265 | 0 | 0 | 223 | 99.95 | 100 | 7884 | 58017 | 28826 | 88938 | 91959 | 16688 | 292311 | 1.7225 | 8760 | 8760 | 8760 | 8760 | 1 | 1 | 0
1 | 0.517 | 0.13561 | 0.38139 | 60 | 41 | 70.4 | 31.5 | 1.0499 | 16550 | 254 | 180494 | 59.95 | 90.25 | 7961 | 58583 | 28826 | 12579 | 1423 | 16688 | 126314 | 0.7443 | 29 | 1176.4329 | 70 | 3903 | 0 | 359 | 0 | h2_depleted
1 | 0.517 | 0.13561 | 0.38139 | 70 | 67.9 | 70.4 | 48 | 1.5998 | 14718 | 223 | 135427 | 69.95 | 91.33 | 7961 | 58583 | 28826 | 20833 | 2164 | 16688 | 135278 | 0.7972 | 39 | 2173.111 | 103 | 6055 | 0 | 359 | 18 | h2_depleted
1 | 0.517 | 0.13561 | 0.38139 | 80 | 103.4 | 70.4 | 113.1 | 3.7696 | 11685 | 171 | 90360 | 79.95 | 93.11 | 7961 | 58583 | 28826 | 31740 | 5104 | 16688 | 149073 | 0.8785 | 77 | 3203.0404 | 252.7 | 7420 | 0 | 358 | 0 | h2_depleted
1 | 0.517 | 0.13561 | 0.38139 | 90 | 161.7 | 70.4 | 457.9 | 15.2618 | 8119 | 109 | 45293 | 89.95 | 95.22 | 7961 | 58583 | 28826 | 49641 | 20661 | 16688 | 182470 | 1.0753 | 387 | 4608.889 | 1106.4 | 8760 | 0.026027 | 349 | 18 | h2_depleted
1 | 0.517 | 0.13561 | 0.38139 | 100 | 334.2 | 70.4 | 2043.5 | 68.1099 | 0 | 0 | 225 | 99.95 | 100 | 7961 | 58583 | 28826 | 102572 | 92206 | 16688 | 306837 | 1.8081 | 8760 | 8760 | 8760 | 8760 | 1 | 1 | 0
1 | 0.522 | 0.13692 | 0.38508 | 70 | 69.2 | 70.4 | 50.6 | 1.6865 | 14386 | 217 | 136737 | 69.95 | 91.52 | 8038 | 59150 | 28826 | 21237 | 2283 | 16688 | 136439 | 0.804 | 40 | 2177.7075 | 108.9 | 6059 | 0 | 359 | 18 | h2_depleted
1 | 0.522 | 0.13692 | 0.38508 | 80 | 106.5 | 70.4 | 114.3 | 3.8096 | 11548 | 169 | 91234 | 79.95 | 93.2 | 8038 | 59150 | 28826 | 32675 | 5158 | 16688 | 150703 | 0.8881 | 78 | 3205.6719 | 256 | 7422 | 0 | 358 | 0 | h2_depleted
1 | 0.522 | 0.13692 | 0.38508 | 90 | 165.4 | 70.4 | 530.2 | 17.6716 | 7410 | 98 | 45731 | 89.95 | 95.63 | 8038 | 59150 | 28826 | 50768 | 23923 | 16688 | 187490 | 1.1048 | 496 | 4756.7295 | 1261.4 | 8760 | 0.043836 | 345 | 0 | h2_depleted
1 | 0.527 | 0.13823 | 0.38877 | 70 | 70.6 | 70.4 | 52.8 | 1.7598 | 14088 | 212 | 138047 | 69.95 | 91.7 | 8115 | 59716 | 28826 | 21675 | 2382 | 16688 | 137615 | 0.8109 | 42 | 2181.589 | 111 | 6063 | 0 | 359 | 18 | h2_depleted
1 | 0.527 | 0.13823 | 0.38877 | 80 | 109.8 | 70.4 | 113.9 | 3.7963 | 11451 | 168 | 92108 | 79.95 | 93.25 | 8115 | 59716 | 28826 | 33698 | 5140 | 16688 | 152351 | 0.8978 | 77 | 3205.7959 | 256.9 | 7422 | 0 | 358 | 6 | h2_depleted
1 | 0.527 | 0.13823 | 0.38877 | 90 | 169.1 | 70.4 | 602.4 | 20.078 | 6702 | 86 | 46169 | 89.95 | 96.05 | 8115 | 59716 | 28826 | 51907 | 27183 | 16688 | 192521 | 1.1345 | 637 | 4939.3062 | 1456.4 | 8760 | 0.065753 | 339 | 6 | h2_depleted
1 | 0.532 | 0.13954 | 0.39246 | 60 | 44 | 70.4 | 34.1 | 1.1366 | 15817 | 243 | 185731 | 59.95 | 90.68 | 8192 | 60283 | 28826 | 13508 | 1538 | 16688 | 129278 | 0.7618 | 30 | 1184.5815 | 75 | 3912 | 0 | 359 | 0 | h2_depleted
1 | 0.532 | 0.13954 | 0.39246 | 70 | 72.6 | 70.4 | 51.6 | 1.7198 | 14045 | 212 | 139356 | 69.95 | 91.72 | 8192 | 60283 | 28826 | 22276 | 2330 | 16688 | 138808 | 0.818 | 41 | 2180.9658 | 110 | 6063 | 0 | 359 | 18 | h2_depleted
1 | 0.532 | 0.13954 | 0.39246 | 80 | 112.9 | 70.4 | 116.5 | 3.8829 | 11280 | 165 | 92982 | 79.95 | 93.35 | 8192 | 60283 | 28826 | 34636 | 5255 | 16688 | 154045 | 0.9078 | 78 | 3211.1034 | 262 | 7425 | 0 | 358 | 0 | h2_depleted
1 | 0.532 | 0.13954 | 0.39246 | 90 | 171.9 | 70.4 | 718.1 | 23.9343 | 5612 | 69 | 46607 | 89.95 | 96.69 | 8192 | 60283 | 28826 | 52749 | 32402 | 16688 | 199210 | 1.1739 | 863 | 8700.6411 | 8760 | 8760 | 0.99247 | 330 | 0 | h2_depleted
1 | 0.537 | 0.14085 | 0.39615 | 60 | 45.2 | 70.4 | 34 | 1.1332 | 15711 | 242 | 187477 | 59.95 | 90.74 | 8269 | 60849 | 28826 | 13862 | 1533 | 16688 | 130269 | 0.7677 | 30 | 1184.9205 | 75 | 3912 | 0 | 359 | 0 | h2_depleted
1 | 0.537 | 0.14085 | 0.39615 | 70 | 74.5 | 70.4 | 51.2 | 1.7065 | 13951 | 211 | 140666 | 69.95 | 91.78 | 8269 | 60849 | 28826 | 22858 | 2308 | 16688 | 140010 | 0.8251 | 41 | 2181.0747 | 110 | 6063 | 0 | 359 | 18 | h2_depleted
1 | 0.537 | 0.14085 | 0.39615 | 80 | 115.3 | 70.4 | 126.4 | 4.2129 | 10920 | 159 | 93855 | 79.95 | 93.57 | 8269 | 60849 | 28826 | 35376 | 5704 | 16688 | 155871 | 0.9185 | 85 | 3286.5897 | 300.9 | 7512 | 0 | 357 | 18 | h2_depleted
1 | 0.537 | 0.14085 | 0.39615 | 90 | 173.9 | 70.4 | 865.6 | 28.8504 | 4242 | 48 | 47045 | 89.95 | 97.5 | 8269 | 60849 | 28826 | 53367 | 39057 | 16688 | 207104 | 1.2204 | 8760 | 8760 | 8760 | 8760 | 1 | 1 | 0
1 | 0.542 | 0.14216 | 0.39984 | 60 | 46.3 | 70.4 | 33.8 | 1.1266 | 15621 | 241 | 189222 | 59.95 | 90.79 | 8346 | 61416 | 28826 | 14222 | 1523 | 16688 | 131262 | 0.7735 | 30 | 1185.139 | 75.9 | 3912 | 0 | 359 | 0 | h2_depleted
1 | 0.542 | 0.14216 | 0.39984 | 70 | 76.2 | 70.4 | 52 | 1.7332 | 13759 | 208 | 141976 | 69.95 | 91.89 | 8346 | 61416 | 28826 | 23384 | 2345 | 16688 | 141213 | 0.8321 | 42 | 2183.2884 | 111 | 6065 | 0 | 359 | 12 | h2_depleted
1 | 0.542 | 0.14216 | 0.39984 | 80 | 117.2 | 70.4 | 141.2 | 4.7062 | 10575 | 153 | 94729 | 79.95 | 93.77 | 8346 | 61416 | 28826 | 35966 | 6369 | 16688 | 157765 | 0.9297 | 95 | 3313.6219 | 327.9 | 7540 | 0 | 357 | 12 | h2_depleted
1 | 0.542 | 0.14216 | 0.39984 | 90 | 175.9 | 70.4 | 1013.1 | 33.7666 | 2869 | 28 | 47483 | 89.95 | 98.31 | 8346 | 61416 | 28826 | 53985 | 45712 | 16688 | 215001 | 1.267 | 8760 | 8760 | 8760 | 8760 | 1 | 1 | 0
1 | 0.547 | 0.14348 | 0.40352 | 60 | 47.3 | 70.4 | 34.9 | 1.1632 | 15345 | 237 | 190968 | 59.95 | 90.96 | 8423 | 61983 | 28826 | 14527 | 1576 | 16688 | 132260 | 0.7794 | 31 | 1191.1795 | 78 | 3913 | 0 | 359 | 0 | h2_depleted
1 | 0.547 | 0.14348 | 0.40352 | 70 | 78.1 | 70.4 | 51.7 | 1.7232 | 13652 | 207 | 143286 | 69.95 | 91.96 | 8423 | 61983 | 28826 | 23963 | 2332 | 16688 | 142421 | 0.8393 | 41 | 2191.4116 | 110.9 | 6077 | 0 | 359 | 18 | h2_depleted
1 | 0.547 | 0.14348 | 0.40352 | 80 | 119.1 | 70.4 | 155.9 | 5.1961 | 10361 | 150 | 95603 | 79.95 | 93.89 | 8423 | 61983 | 28826 | 36558 | 7034 | 16688 | 159662 | 0.9409 | 102 | 3923.5329 | 393.4 | 8272 | 0 | 359 | 0 | h2_depleted
1 | 0.547 | 0.14348 | 0.40352 | 90 | 177.9 | 70.4 | 1160.6 | 38.6828 | 1494 | 12 | 47921 | 89.95 | 99.12 | 8423 | 61983 | 28826 | 54604 | 52366 | 16688 | 222901 | 1.3135 | 8760 | 8760 | 8760 | 8760 | 1 | 1 | 0
1 | 0.552 | 0.14479 | 0.40721 | 60 | 48.5 | 70.4 | 35.2 | 1.1732 | 15193 | 235 | 192714 | 59.95 | 91.05 | 8500 | 62549 | 28826 | 14872 | 1589 | 16688 | 133258 | 0.7853 | 31 | 1192.0753 | 78 | 3914 | 0 | 359 | 0 | h2_depleted
1 | 0.552 | 0.14479 | 0.40721 | 70 | 79.8 | 70.4 | 52.9 | 1.7632 | 13429 | 203 | 144595 | 69.95 | 92.09 | 8500 | 62549 | 28826 | 24492 | 2387 | 16688 | 143645 | 0.8465 | 42 | 2194.2329 | 115.9 | 6079 | 0 | 359 | 18 | h2_depleted
1 | 0.552 | 0.14479 | 0.40721 | 80 | 123.5 | 70.4 | 156.6 | 5.2195 | 10281 | 149 | 96477 | 79.95 | 93.94 | 8500 | 62549 | 28826 | 37913 | 7068 | 16688 | 161693 | 0.9528 | 103 | 3925.6973 | 395.4 | 8274 | 0 | 357 | 0 | h2_depleted
1 | 0.552 | 0.14479 | 0.40721 | 90 | 179.9 | 70.4 | 1308 | 43.5956 | 118 | 0 | 48359 | 89.95 | 99.93 | 8500 | 62549 | 28826 | 55223 | 59020 | 16688 | 230807 | 1.3601 | 8760 | 8760 | 8760 | 8760 | 1 | 1 | 0
1 | 0.557 | 0.1461 | 0.4109 | 60 | 49.6 | 70.4 | 35.4 | 1.1799 | 15056 | 233 | 194459 | 59.95 | 91.13 | 8577 | 63116 | 28826 | 15225 | 1595 | 16688 | 134260 | 0.7912 | 31 | 1192.6199 | 79.9 | 3914 | 0 | 359 | 0 | h2_depleted
1 | 0.557 | 0.1461 | 0.4109 | 70 | 81.4 | 70.4 | 55.1 | 1.8365 | 13133 | 199 | 145905 | 69.95 | 92.26 | 8577 | 63116 | 28826 | 24984 | 2484 | 16688 | 144873 | 0.8537 | 43 | 2201.9007 | 119.8 | 6088 | 0 | 359 | 0 | h2_depleted
1 | 0.557 | 0.1461 | 0.4109 | 80 | 123.5 | 70.4 | 193.2 | 6.4394 | 9887 | 142 | 97351 | 79.95 | 94.17 | 8577 | 63116 | 28826 | 37918 | 8719 | 16688 | 163986 | 0.9663 | 125 | 4079.6212 | 559.4 | 8438 | 0 | 358 | 6 | h2_depleted
1 | 0.557 | 0.1461 | 0.4109 | 90 | 182 | 70.4 | 1455.5 | 48.5118 | 0 | 0 | 48797 | 89.95 | 100 | 8577 | 63116 | 28826 | 55843 | 65675 | 16688 | 238724 | 1.4068 | 8760 | 8760 | 8760 | 8760 | 1 | 1 | 0
1 | 0.562 | 0.14741 | 0.41459 | 60 | 50.8 | 70.4 | 35.3 | 1.1765 | 14950 | 231 | 196205 | 59.95 | 91.19 | 8654 | 63682 | 28826 | 15590 | 1591 | 16688 | 135263 | 0.7971 | 31 | 1192.7123 | 79.9 | 3914 | 0 | 359 | 0 | h2_depleted
1 | 0.562 | 0.14741 | 0.41459 | 70 | 83 | 70.4 | 57.2 | 1.9065 | 12838 | 194 | 147215 | 69.95 | 92.43 | 8654 | 63682 | 28826 | 25475 | 2582 | 16688 | 146101 | 0.861 | 44 | 2206.1068 | 124.8 | 6091 | 0 | 359 | 0 | h2_depleted
1 | 0.562 | 0.14741 | 0.41459 | 80 | 125.5 | 70.4 | 220.7 | 7.3559 | 9573 | 136 | 98225 | 79.95 | 94.36 | 8654 | 63682 | 28826 | 38516 | 9957 | 16688 | 166460 | 0.9809 | 143 | 4138.711 | 620.4 | 8499 | 0 | 357 | 12 | h2_depleted
1 | 0.562 | 0.14741 | 0.41459 | 90 | 184 | 70.4 | 1603 | 53.428 | 0 | 0 | 49235 | 89.95 | 100 | 8654 | 63682 | 28826 | 56463 | 72330 | 16688 | 246643 | 1.4534 | 8760 | 8760 | 8760 | 8760 | 1 | 1 | 0
1 | 0.567 | 0.14872 | 0.41828 | 60 | 52 | 70.4 | 35.2 | 1.1732 | 14842 | 230 | 197950 | 59.95 | 91.25 | 8731 | 64249 | 28826 | 15961 | 1588 | 16688 | 136272 | 0.803 | 31 | 1203.4123 | 80.9 | 3914 | 0 | 359 | 0 | h2_depleted
1 | 0.567 | 0.14872 | 0.41828 | 70 | 84.6 | 70.4 | 59.4 | 1.9798 | 12540 | 190 | 148525 | 69.95 | 92.61 | 8731 | 64249 | 28826 | 25969 | 2680 | 16688 | 147333 | 0.8682 | 46 | 2210.2158 | 130.8 | 6095 | 0 | 359 | 0 | h2_depleted
1 | 0.567 | 0.14872 | 0.41828 | 80 | 132 | 70.4 | 239.8 | 7.9925 | 9332 | 132 | 99099 | 79.95 | 94.5 | 8731 | 64249 | 28826 | 40501 | 10822 | 16688 | 169949 | 1.0015 | 153 | 4171.0377 | 653.4 | 8532 | 0 | 359 | 0 | h2_depleted
1 | 0.567 | 0.14872 | 0.41828 | 90 | 186 | 70.4 | 1750.9 | 58.3575 | 0 | 0 | 49673 | 89.95 | 100 | 8731 | 64249 | 28826 | 57080 | 79001 | 16688 | 254575 | 1.5002 | 8760 | 8760 | 8760 | 8760 | 1 | 1 | 0
1 | 0.572 | 0.15003 | 0.42197 | 60 | 53.2 | 70.4 | 35.1 | 1.1699 | 14739 | 229 | 199696 | 59.95 | 91.31 | 8808 | 64815 | 28826 | 16328 | 1583 | 16688 | 137276 | 0.8089 | 31 | 1203.4815 | 80.9 | 3914 | 0 | 359 | 0 | h2_depleted
1 | 0.572 | 0.15003 | 0.42197 | 70 | 86.2 | 70.4 | 61.6 | 2.0531 | 12258 | 186 | 149834 | 69.95 | 92.78 | 8808 | 64815 | 28826 | 26466 | 2778 | 16688 | 148567 | 0.8755 | 47 | 2661.7932 | 133.9 | 6763 | 0 | 358 | 6 | h2_depleted
1 | 0.572 | 0.15003 | 0.42197 | 80 | 142.5 | 70.4 | 241.6 | 8.0525 | 9243 | 131 | 99973 | 79.95 | 94.55 | 8808 | 64815 | 28826 | 43746 | 10904 | 16688 | 173919 | 1.0249 | 155 | 4179.737 | 662.4 | 8541 | 0 | 357 | 0 | h2_depleted
1 | 0.572 | 0.15003 | 0.42197 | 90 | 188 | 70.4 | 1898.7 | 63.2837 | 0 | 0 | 50111 | 89.95 | 100 | 8808 | 64815 | 28826 | 57698 | 85673 | 16688 | 262508 | 1.5469 | 8760 | 8760 | 8760 | 8760 | 1 | 1 | 0
1 | 0.577 | 0.15134 | 0.42566 | 60 | 54.4 | 70.4 | 34.9 | 1.1632 | 14641 | 227 | 201442 | 59.95 | 91.37 | 8885 | 65382 | 28826 | 16707 | 1576 | 16688 | 138291 | 0.8149 | 31 | 1203.8178 | 81 | 3914 | 0 | 359 | 0 | h2_depleted
1 | 0.577 | 0.15134 | 0.42566 | 70 | 87.6 | 70.4 | 66 | 2.1998 | 11880 | 179 | 151144 | 69.95 | 93 | 8885 | 65382 | 28826 | 26874 | 2979 | 16688 | 149813 | 0.8828 | 50 | 2669.1123 | 142.9 | 6767 | 0 | 358 | 6 | h2_depleted
1 | 0.577 | 0.15134 | 0.42566 | 80 | 152.7 | 70.4 | 251.8 | 8.3925 | 9066 | 128 | 100847 | 79.95 | 94.66 | 8885 | 65382 | 28826 | 46873 | 11362 | 16688 | 178145 | 1.0498 | 162 | 4211.076 | 695.4 | 8574 | 0 | 356 | 18 | h2_depleted
1 | 0.582 | 0.15266 | 0.42934 | 60 | 55.7 | 70.4 | 34.8 | 1.1599 | 14540 | 226 | 203187 | 59.95 | 91.43 | 8962 | 65949 | 28826 | 17082 | 1570 | 16688 | 139302 | 0.8209 | 31 | 1206.724 | 81 | 3914 | 0 | 359 | 0 | h2_depleted
1 | 0.582 | 0.15266 | 0.42934 | 70 | 88.9 | 70.4 | 71.1 | 2.3698 | 11568 | 175 | 152454 | 69.95 | 93.18 | 8962 | 65949 | 28826 | 27297 | 3210 | 16688 | 151106 | 0.8904 | 53 | 3035.5986 | 167.9 | 7238 | 0 | 358 | 0 | h2_depleted
1 | 0.582 | 0.15266 | 0.42934 | 80 | 154 | 70.4 | 325.6 | 10.8522 | 8344 | 116 | 101720 | 79.95 | 95.08 | 8962 | 65949 | 28826 | 47279 | 14691 | 16688 | 182511 | 1.0755 | 206 | 4339.6795 | 827.4 | 8742 | 0 | 356 | 18 | h2_depleted
1 | 0.587 | 0.15397 | 0.43303 | 60 | 56.9 | 70.4 | 34.6 | 1.1532 | 14445 | 225 | 204933 | 59.95 | 91.49 | 9039 | 66515 | 28826 | 17458 | 1561 | 16688 | 140312 | 0.8268 | 31 | 1207.0473 | 81.9 | 3914 | 0 | 359 | 0 | h2_depleted
1 | 0.587 | 0.15397 | 0.43303 | 70 | 91.1 | 70.4 | 71.7 | 2.3898 | 11449 | 173 | 153764 | 69.95 | 93.25 | 9039 | 66515 | 28826 | 27967 | 3237 | 16688 | 152444 | 0.8983 | 53 | 3036.7027 | 169.8 | 7239 | 0 | 358 | 0 | h2_depleted
1 | 0.587 | 0.15397 | 0.43303 | 80 | 155.4 | 70.4 | 399.4 | 13.312 | 7622 | 104 | 102594 | 79.95 | 95.51 | 9039 | 66515 | 28826 | 47685 | 18019 | 16688 | 186877 | 1.1012 | 339 | 4562.0932 | 1058.4 | 8760 | 0.020548 | 351 | 18 | h2_depleted
1 | 0.592 | 0.15528 | 0.43672 | 60 | 58.1 | 70.4 | 34.8 | 1.1599 | 14305 | 223 | 206678 | 59.95 | 91.57 | 9116 | 67082 | 28826 | 17825 | 1570 | 16688 | 141330 | 0.8328 | 31 | 1207.7973 | 82.9 | 3914 | 0 | 359 | 0 | h2_depleted
1 | 0.592 | 0.15528 | 0.43672 | 70 | 93 | 70.4 | 76 | 2.5331 | 11234 | 169 | 155073 | 69.95 | 93.38 | 9116 | 67082 | 28826 | 28546 | 3428 | 16688 | 153854 | 0.9066 | 54 | 3043.0281 | 180.9 | 7244 | 0 | 359 | 0 | h2_depleted
1 | 0.592 | 0.15528 | 0.43672 | 80 | 156.7 | 70.4 | 473.1 | 15.7684 | 6904 | 92 | 103468 | 79.95 | 95.93 | 9116 | 67082 | 28826 | 48091 | 21348 | 16688 | 191243 | 1.127 | 434 | 4701.2781 | 1203.4 | 8760 | 0.036986 | 347 | 6 | h2_depleted
1 | 0.597 | 0.15659 | 0.44041 | 60 | 59.3 | 70.4 | 35 | 1.1665 | 14166 | 221 | 208424 | 59.95 | 91.65 | 9193 | 67648 | 28826 | 18196 | 1579 | 16688 | 142352 | 0.8389 | 31 | 1208.7048 | 84 | 3915 | 0 | 359 | 0 | h2_depleted
1 | 0.597 | 0.15659 | 0.44041 | 70 | 95.1 | 70.4 | 80.5 | 2.6831 | 11017 | 165 | 156383 | 69.95 | 93.51 | 9193 | 67648 | 28826 | 29172 | 3634 | 16688 | 155326 | 0.9153 | 57 | 3053.776 | 194.8 | 7255 | 0 | 359 | 0 | h2_depleted
1 | 0.597 | 0.15659 | 0.44041 | 80 | 142.5 | 70.4 | 659.9 | 21.9945 | 5191 | 65 | 104342 | 79.95 | 96.94 | 9193 | 67648 | 28826 | 43737 | 29774 | 16688 | 195932 | 1.1546 | 808 | 8684.313 | 8760 | 8760 | 0.99041 | 332 | 6 | h2_depleted
1 | 0.602 | 0.1579 | 0.4441 | 60 | 60.3 | 70.4 | 36.6 | 1.2199 | 13874 | 216 | 210170 | 59.95 | 91.82 | 9270 | 68215 | 28826 | 18516 | 1653 | 16688 | 143384 | 0.8449 | 32 | 2147.5082 | 86.9 | 6022 | 0 | 359 | 0 | h2_depleted
1 | 0.602 | 0.1579 | 0.4441 | 70 | 97.1 | 70.4 | 85.1 | 2.8364 | 10800 | 161 | 157693 | 69.95 | 93.64 | 9270 | 68215 | 28826 | 29804 | 3840 | 16688 | 156803 | 0.924 | 60 | 3059.0007 | 210 | 7259 | 0 | 358 | 18 | h2_depleted
1 | 0.602 | 0.1579 | 0.4441 | 80 | 137.6 | 70.4 | 825.8 | 27.5239 | 3662 | 41 | 105216 | 79.95 | 97.84 | 9270 | 68215 | 28826 | 42220 | 37260 | 16688 | 202520 | 1.1934 | 8760 | 8760 | 8760 | 8760 | 1 | 1 | 0
1 | 0.607 | 0.15921 | 0.44779 | 60 | 61.5 | 70.4 | 37.1 | 1.2365 | 13718 | 214 | 211915 | 59.95 | 91.92 | 9347 | 68781 | 28826 | 18885 | 1675 | 16688 | 144417 | 0.851 | 32 | 2150.0637 | 89.9 | 6024 | 0 | 359 | 0 | h2_depleted
1 | 0.607 | 0.15921 | 0.44779 | 70 | 99.2 | 70.4 | 89.7 | 2.9897 | 10582 | 157 | 159002 | 69.95 | 93.76 | 9347 | 68781 | 28826 | 30438 | 4046 | 16688 | 158284 | 0.9327 | 63 | 3077.224 | 235.8 | 7269 | 0 | 358 | 18 | h2_depleted
1 | 0.607 | 0.15921 | 0.44779 | 80 | 138.9 | 70.4 | 957.6 | 31.9168 | 2431 | 24 | 106090 | 79.95 | 98.57 | 9347 | 68781 | 28826 | 42629 | 43206 | 16688 | 209502 | 1.2346 | 8760 | 8760 | 8760 | 8760 | 1 | 1 | 0
1 | 0.612 | 0.16052 | 0.45148 | 60 | 62.8 | 70.4 | 37.1 | 1.2365 | 13617 | 213 | 213661 | 59.95 | 91.98 | 9424 | 69348 | 28826 | 19288 | 1672 | 16688 | 145458 | 0.8572 | 32 | 2150.9897 | 90 | 6025 | 0 | 359 | 0 | h2_depleted
1 | 0.612 | 0.16052 | 0.45148 | 70 | 100 | 70.4 | 103 | 3.433 | 10143 | 149 | 160312 | 69.95 | 94.02 | 9424 | 69348 | 28826 | 30694 | 4646 | 16688 | 159775 | 0.9415 | 72 | 3212.4747 | 276 | 7430 | 0 | 358 | 0 | h2_depleted
1 | 0.612 | 0.16052 | 0.45148 | 80 | 140.2 | 70.4 | 1089.3 | 36.3064 | 1198 | 9 | 106964 | 79.95 | 99.29 | 9424 | 69348 | 28826 | 43039 | 49153 | 16688 | 216486 | 1.2757 | 8760 | 8760 | 8760 | 8760 | 1 | 1 | 0
1 | 0.617 | 0.16184 | 0.45516 | 60 | 64.1 | 70.4 | 37 | 1.2332 | 13510 | 211 | 215406 | 59.95 | 92.04 | 9501 | 69915 | 28826 | 19683 | 1671 | 16688 | 146495 | 0.8633 | 32 | 2151.9308 | 90.9 | 6026 | 0 | 359 | 0 | h2_depleted
1 | 0.617 | 0.16184 | 0.45516 | 70 | 101.8 | 70.4 | 111.2 | 3.7063 | 9832 | 144 | 161622 | 69.95 | 94.21 | 9501 | 69915 | 28826 | 31241 | 5019 | 16688 | 161334 | 0.9507 | 76 | 3290.4377 | 313 | 7519 | 0 | 358 | 6 | h2_depleted
1 | 0.617 | 0.16184 | 0.45516 | 80 | 141.6 | 70.4 | 1221.1 | 40.6993 | 0 | 0 | 107838 | 79.95 | 100 | 9501 | 69915 | 28826 | 43448 | 55099 | 16688 | 223477 | 1.3169 | 8760 | 8760 | 8760 | 8760 | 1 | 1 | 0
1 | 0.622 | 0.16315 | 0.45885 | 60 | 65.2 | 70.4 | 38.8 | 1.2932 | 13236 | 207 | 217152 | 59.95 | 92.2 | 9578 | 70481 | 28826 | 20012 | 1752 | 16688 | 147545 | 0.8695 | 33 | 2176.0342 | 98 | 6059 | 0 | 360 | 0 | h2_depleted
1 | 0.622 | 0.16315 | 0.45885 | 70 | 103.3 | 70.4 | 123.4 | 4.1129 | 9594 | 140 | 162932 | 69.95 | 94.35 | 9578 | 70481 | 28826 | 31695 | 5569 | 16688 | 162978 | 0.9604 | 83 | 3315.011 | 339.8 | 7543 | 0 | 358 | 0 | h2_depleted
1 | 0.622 | 0.16315 | 0.45885 | 80 | 142.9 | 70.4 | 1352.9 | 45.0922 | 0 | 0 | 108711 | 79.95 | 100 | 9578 | 70481 | 28826 | 43858 | 61046 | 16688 | 230477 | 1.3582 | 8760 | 8760 | 8760 | 8760 | 1 | 1 | 0
1 | 0.627 | 0.16446 | 0.46254 | 60 | 66.3 | 70.4 | 40.5 | 1.3499 | 12961 | 202 | 218897 | 59.95 | 92.36 | 9655 | 71048 | 28826 | 20353 | 1829 | 16688 | 148601 | 0.8757 | 35 | 2191.0979 | 103.9 | 6080 | 0 | 358 | 18 | h2_depleted
1 | 0.627 | 0.16446 | 0.46254 | 70 | 106.7 | 70.4 | 124.5 | 4.1496 | 9518 | 139 | 164241 | 69.95 | 94.39 | 9655 | 71048 | 28826 | 32740 | 5616 | 16688 | 164713 | 0.9706 | 84 | 3322.2082 | 343 | 7551 | 0 | 357 | 18 | h2_depleted
1 | 0.627 | 0.16446 | 0.46254 | 80 | 144.2 | 70.4 | 1484.7 | 49.4851 | 0 | 0 | 109585 | 79.95 | 100 | 9655 | 71048 | 28826 | 44268 | 66992 | 16688 | 237477 | 1.3994 | 8760 | 8760 | 8760 | 8760 | 1 | 1 | 0
1 | 0.632 | 0.16577 | 0.46623 | 60 | 67.7 | 70.4 | 40.4 | 1.3465 | 12869 | 201 | 220643 | 59.95 | 92.42 | 9732 | 71614 | 28826 | 20778 | 1822 | 16688 | 149661 | 0.8819 | 34 | 2192.2411 | 103.9 | 6081 | 0 | 360 | 0 | h2_depleted
1 | 0.632 | 0.16577 | 0.46623 | 70 | 111.7 | 70.4 | 117 | 3.8996 | 9517 | 140 | 165551 | 69.95 | 94.39 | 9732 | 71614 | 28826 | 34271 | 5280 | 16688 | 166550 | 0.9815 | 79 | 3309.8781 | 337 | 7538 | 0 | 358 | 0 | h2_depleted
1 | 0.632 | 0.16577 | 0.46623 | 80 | 145.6 | 70.4 | 1616.5 | 53.8779 | 0 | 0 | 110459 | 79.95 | 100 | 9732 | 71614 | 28826 | 44678 | 72938 | 16688 | 244477 | 1.4407 | 8760 | 8760 | 8760 | 8760 | 1 | 1 | 0
1 | 0.637 | 0.16708 | 0.46992 | 60 | 69.1 | 70.4 | 40.2 | 1.3399 | 12780 | 200 | 222389 | 59.95 | 92.47 | 9809 | 72181 | 28826 | 21206 | 1814 | 16688 | 150724 | 0.8882 | 34 | 2193.087 | 103.9 | 6082 | 0 | 360 | 0 | h2_depleted
1 | 0.637 | 0.16708 | 0.46992 | 70 | 113.3 | 70.4 | 137.2 | 4.5729 | 9260 | 135 | 166861 | 69.95 | 94.54 | 9809 | 72181 | 28826 | 34777 | 6192 | 16688 | 168608 | 0.9936 | 92 | 3921.8171 | 414.5 | 8269 | 0 | 357 | 18 | h2_depleted
1 | 0.637 | 0.16708 | 0.46992 | 80 | 146.9 | 70.4 | 1748.3 | 58.2708 | 0 | 0 | 111333 | 79.95 | 100 | 9809 | 72181 | 28826 | 45088 | 78884 | 16688 | 251476 | 1.4819 | 8760 | 8760 | 8760 | 8760 | 1 | 1 | 0
1 | 0.642 | 0.16839 | 0.47361 | 60 | 70.5 | 70.4 | 40 | 1.3332 | 12679 | 199 | 224134 | 59.95 | 92.53 | 9886 | 72747 | 28826 | 21636 | 1806 | 16688 | 151788 | 0.8945 | 34 | 2193.7877 | 103.9 | 6083 | 0 | 360 | 0 | h2_depleted
1 | 0.642 | 0.16839 | 0.47361 | 70 | 114.6 | 70.4 | 163.7 | 5.4561 | 8961 | 130 | 168171 | 69.95 | 94.72 | 9886 | 72747 | 28826 | 35184 | 7386 | 16688 | 170847 | 1.0068 | 107 | 4082.1075 | 562.4 | 8441 | 0 | 359 | 0 | h2_depleted
1 | 0.642 | 0.16839 | 0.47361 | 80 | 148.2 | 70.4 | 1880 | 62.6604 | 0 | 0 | 112207 | 79.95 | 100 | 9886 | 72747 | 28826 | 45499 | 84830 | 16688 | 258476 | 1.5232 | 8760 | 8760 | 8760 | 8760 | 1 | 1 | 0
1 | 0.647 | 0.1697 | 0.4773 | 60 | 71.9 | 70.4 | 39.9 | 1.3299 | 12589 | 198 | 225880 | 59.95 | 92.58 | 9963 | 73314 | 28826 | 22073 | 1798 | 16688 | 152860 | 0.9008 | 34 | 2195.4247 | 103.9 | 6084 | 0 | 360 | 0 | h2_depleted
1 | 0.647 | 0.1697 | 0.4773 | 70 | 120.3 | 70.4 | 171.4 | 5.7128 | 8827 | 128 | 169480 | 69.95 | 94.8 | 9963 | 73314 | 28826 | 36907 | 7732 | 16688 | 173558 | 1.0227 | 112 | 4095.274 | 575.4 | 8454 | 0 | 358 | 18 | h2_depleted
1 | 0.647 | 0.1697 | 0.4773 | 80 | 166.1 | 70.4 | 1926.2 | 64.2002 | 0 | 0 | 113081 | 79.95 | 100 | 9963 | 73314 | 28826 | 50988 | 86913 | 16688 | 266691 | 1.5716 | 8760 | 8760 | 8760 | 8760 | 1 | 1 | 0
1 | 0.652 | 0.17102 | 0.48098 | 60 | 73.3 | 70.4 | 39.7 | 1.3232 | 12502 | 197 | 227625 | 59.95 | 92.63 | 10040 | 73881 | 28826 | 22506 | 1790 | 16688 | 153927 | 0.9071 | 34 | 2195.5836 | 104.9 | 6084 | 0 | 359 | 0 | h2_depleted
1 | 0.652 | 0.17102 | 0.48098 | 70 | 122.4 | 70.4 | 205.3 | 6.8426 | 8461 | 121 | 170790 | 69.95 | 95.01 | 10040 | 73881 | 28826 | 37560 | 9266 | 16688 | 176381 | 1.0394 | 132 | 4189.5068 | 674.4 | 8553 | 0 | 357 | 18 | h2_depleted
1 | 0.657 | 0.17233 | 0.48467 | 60 | 74.7 | 70.4 | 40.2 | 1.3399 | 12346 | 195 | 229371 | 59.95 | 92.72 | 10117 | 74447 | 28826 | 22916 | 1814 | 16688 | 155003 | 0.9134 | 34 | 2197.1582 | 105.8 | 6086 | 0 | 360 | 0 | h2_depleted
1 | 0.657 | 0.17233 | 0.48467 | 70 | 130.1 | 70.4 | 205.9 | 6.8626 | 8390 | 120 | 172100 | 69.95 | 95.06 | 10117 | 74447 | 28826 | 39915 | 9290 | 16688 | 179403 | 1.0572 | 133 | 4192.4986 | 677.4 | 8556 | 0 | 357 | 18 | h2_depleted
1 | 0.662 | 0.17364 | 0.48836 | 60 | 75.9 | 70.4 | 41.7 | 1.3899 | 12105 | 191 | 231117 | 59.95 | 92.87 | 10194 | 75014 | 28826 | 23291 | 1879 | 16688 | 156083 | 0.9198 | 35 | 2199.6178 | 106.8 | 6089 | 0 | 360 | 0 | h2_depleted
1 | 0.662 | 0.17364 | 0.48836 | 70 | 138 | 70.4 | 206.3 | 6.876 | 8320 | 119 | 173410 | 69.95 | 95.1 | 10194 | 75014 | 28826 | 42362 | 9310 | 16688 | 182513 | 1.0755 | 133 | 4198.189 | 683.4 | 8562 | 0 | 357 | 18 | h2_depleted
1 | 0.667 | 0.17495 | 0.49205 | 60 | 77.1 | 70.4 | 43.6 | 1.4532 | 11829 | 186 | 232862 | 59.95 | 93.03 | 10271 | 75580 | 28826 | 23651 | 1967 | 16688 | 157170 | 0.9262 | 36 | 2637.9863 | 109 | 6738 | 0 | 359 | 18 | h2_depleted
1 | 0.667 | 0.17495 | 0.49205 | 70 | 142.7 | 70.4 | 237.7 | 7.9225 | 7965 | 113 | 174719 | 69.95 | 95.31 | 10271 | 75580 | 28826 | 43799 | 10724 | 16688 | 186002 | 1.0961 | 152 | 4241.7014 | 727.4 | 8606 | 0 | 359 | 0 | h2_depleted
1 | 0.672 | 0.17626 | 0.49574 | 60 | 78.2 | 70.4 | 46.2 | 1.5398 | 11538 | 181 | 234608 | 59.95 | 93.2 | 10348 | 76147 | 28826 | 23994 | 2086 | 16688 | 158270 | 0.9327 | 38 | 2653.2185 | 116.9 | 6754 | 0 | 359 | 18 | h2_depleted
1 | 0.672 | 0.17626 | 0.49574 | 70 | 141.7 | 70.4 | 319.4 | 10.6456 | 7183 | 100 | 176029 | 69.95 | 95.77 | 10348 | 76147 | 28826 | 43501 | 14410 | 16688 | 190019 | 1.1198 | 203 | 4427.1507 | 920.4 | 8760 | 0.0047945 | 357 | 0 | h2_depleted
1 | 0.677 | 0.17757 | 0.49943 | 60 | 79.3 | 70.4 | 49 | 1.6332 | 11238 | 176 | 236353 | 59.95 | 93.38 | 10425 | 76713 | 28826 | 24353 | 2211 | 16688 | 159393 | 0.9393 | 39 | 2657.5021 | 125 | 6757 | 0 | 359 | 18 | h2_depleted
1 | 0.677 | 0.17757 | 0.49943 | 70 | 140.8 | 70.4 | 401.1 | 13.3687 | 6402 | 87 | 177339 | 69.95 | 96.23 | 10425 | 76713 | 28826 | 43210 | 18097 | 16688 | 194046 | 1.1435 | 350 | 4616.4904 | 1115.4 | 8760 | 0.027397 | 351 | 6 | h2_depleted
1 | 0.682 | 0.17889 | 0.50311 | 60 | 80.5 | 70.4 | 51.7 | 1.7232 | 10939 | 171 | 238099 | 59.95 | 93.55 | 10502 | 77280 | 28826 | 24711 | 2335 | 16688 | 160512 | 0.9459 | 41 | 2659.8192 | 129 | 6759 | 0 | 359 | 18 | h2_depleted
1 | 0.682 | 0.17889 | 0.50311 | 70 | 132.3 | 70.4 | 553.4 | 18.4448 | 4999 | 64 | 178649 | 69.95 | 97.05 | 10502 | 77280 | 28826 | 40595 | 24969 | 16688 | 198924 | 1.1722 | 731 | 5069.1664 | 1597.4 | 8760 | 0.082192 | 335 | 12 | h2_depleted
1 | 0.687 | 0.1802 | 0.5068 | 60 | 81.4 | 70.4 | 56.9 | 1.8965 | 10453 | 162 | 239845 | 59.95 | 93.84 | 10579 | 77847 | 28826 | 24988 | 2570 | 16688 | 161659 | 0.9526 | 44 | 2671.25 | 143.8 | 6770 | 0 | 359 | 0 | h2_depleted
1 | 0.687 | 0.1802 | 0.5068 | 70 | 124 | 70.4 | 729.4 | 24.3109 | 3388 | 39 | 179958 | 69.95 | 98 | 10579 | 77847 | 28826 | 38070 | 32911 | 16688 | 204960 | 1.2078 | 8760 | 8760 | 8760 | 8760 | 1 | 1 | 0
1 | 0.692 | 0.18151 | 0.51049 | 60 | 82.5 | 70.4 | 61.8 | 2.0598 | 10073 | 155 | 241590 | 59.95 | 94.06 | 10656 | 78413 | 28826 | 25320 | 2790 | 16688 | 162848 | 0.9596 | 47 | 3032.4589 | 151.8 | 7243 | 0 | 359 | 0 | h2_depleted
1 | 0.692 | 0.18151 | 0.51049 | 70 | 124.9 | 70.4 | 845.1 | 28.1672 | 2307 | 24 | 181268 | 69.95 | 98.64 | 10656 | 78413 | 28826 | 38347 | 38132 | 16688 | 211086 | 1.2439 | 8760 | 8760 | 8760 | 8760 | 1 | 1 | 0
1 | 0.697 | 0.18282 | 0.51418 | 60 | 83.9 | 70.4 | 65 | 2.1664 | 9810 | 150 | 243336 | 59.95 | 94.22 | 10733 | 78980 | 28826 | 25757 | 2931 | 16688 | 164064 | 0.9668 | 49 | 3041.3116 | 161 | 7252 | 0 | 359 | 0 | h2_depleted
1 | 0.697 | 0.18282 | 0.51418 | 70 | 125.8 | 70.4 | 960.8 | 32.0235 | 1221 | 10 | 182578 | 69.95 | 99.28 | 10733 | 78980 | 28826 | 38624 | 43353 | 16688 | 217214 | 1.28 | 8760 | 8760 | 8760 | 8760 | 1 | 1 | 0
1 | 0.702 | 0.18413 | 0.51787 | 60 | 85.7 | 70.4 | 66 | 2.1998 | 9678 | 147 | 245081 | 59.95 | 94.3 | 10810 | 79546 | 28826 | 26290 | 2979 | 16688 | 165286 | 0.974 | 50 | 3049.9863 | 179.9 | 7254 | 0 | 359 | 0 | h2_depleted
1 | 0.702 | 0.18413 | 0.51787 | 70 | 126.8 | 70.4 | 1076.5 | 35.8797 | 140 | 1 | 183888 | 69.95 | 99.92 | 10810 | 79546 | 28826 | 38901 | 48574 | 16688 | 223346 | 1.3161 | 8760 | 8760 | 8760 | 8760 | 1 | 1 | 0
1 | 0.707 | 0.18544 | 0.52156 | 60 | 86.7 | 70.4 | 71.7 | 2.3898 | 9406 | 142 | 246827 | 59.95 | 94.46 | 10887 | 80113 | 28826 | 26619 | 3237 | 16688 | 166512 | 0.9812 | 53 | 3056.9548 | 204.8 | 7259 | 0 | 358 | 0 | h2_depleted
1 | 0.707 | 0.18544 | 0.52156 | 70 | 128.5 | 70.4 | 1186.4 | 39.5427 | 0 | 0 | 185197 | 69.95 | 100 | 10887 | 80113 | 28826 | 39442 | 53532 | 16688 | 229487 | 1.3523 | 8760 | 8760 | 8760 | 8760 | 1 | 1 | 0
1 | 0.712 | 0.18675 | 0.52525 | 60 | 88.6 | 70.4 | 72.3 | 2.4098 | 9298 | 140 | 248573 | 59.95 | 94.52 | 10963 | 80679 | 28826 | 27184 | 3261 | 16688 | 167743 | 0.9885 | 53 | 3063.0664 | 208.8 | 7266 | 0 | 359 | 0 | h2_depleted
1 | 0.712 | 0.18675 | 0.52525 | 70 | 129.4 | 70.4 | 1302.1 | 43.399 | 0 | 0 | 186507 | 69.95 | 100 | 10963 | 80679 | 28826 | 39720 | 58751 | 16688 | 235629 | 1.3885 | 8760 | 8760 | 8760 | 8760 | 1 | 1 | 0
1 | 0.717 | 0.18807 | 0.52893 | 60 | 89.9 | 70.4 | 78 | 2.5997 | 9059 | 136 | 250318 | 59.95 | 94.66 | 11040 | 81246 | 28826 | 27606 | 3521 | 16688 | 169064 | 0.9963 | 55 | 3070.3267 | 222.9 | 7272 | 0 | 359 | 0 | h2_depleted
1 | 0.717 | 0.18807 | 0.52893 | 70 | 130.3 | 70.4 | 1417.7 | 47.2519 | 0 | 0 | 187817 | 69.95 | 100 | 11040 | 81246 | 28826 | 39999 | 63970 | 16688 | 241771 | 1.4247 | 8760 | 8760 | 8760 | 8760 | 1 | 1 | 0
1 | 0.722 | 0.18938 | 0.53262 | 60 | 92.3 | 70.4 | 79.9 | 2.6631 | 8913 | 133 | 252064 | 59.95 | 94.75 | 11117 | 81813 | 28826 | 28320 | 3605 | 16688 | 170503 | 1.0047 | 56 | 3073.3288 | 230 | 7274 | 0 | 359 | 0 | h2_depleted
1 | 0.722 | 0.18938 | 0.53262 | 70 | 131.2 | 70.4 | 1533.4 | 51.1082 | 0 | 0 | 189127 | 69.95 | 100 | 11117 | 81813 | 28826 | 40278 | 69190 | 16688 | 247912 | 1.4609 | 8760 | 8760 | 8760 | 8760 | 1 | 1 | 0
1 | 0.727 | 0.19069 | 0.53631 | 60 | 93.2 | 70.4 | 91.4 | 3.0464 | 8532 | 127 | 253809 | 59.95 | 94.97 | 11194 | 82379 | 28826 | 28611 | 4124 | 16688 | 171950 | 1.0133 | 64 | 3293.9452 | 325.9 | 7531 | 0 | 358 | 18 | h2_depleted
1 | 0.727 | 0.19069 | 0.53631 | 70 | 132.1 | 70.4 | 1649.1 | 54.9645 | 0 | 0 | 190436 | 69.95 | 100 | 11194 | 82379 | 28826 | 40557 | 74409 | 16688 | 254055 | 1.4971 | 8760 | 8760 | 8760 | 8760 | 1 | 1 | 0
1 | 0.732 | 0.192 | 0.54 | 60 | 94.4 | 70.4 | 101.1 | 3.3697 | 8375 | 124 | 255555 | 59.95 | 95.06 | 11271 | 82946 | 28826 | 28979 | 4563 | 16688 | 173397 | 1.0218 | 71 | 3322.7055 | 354.7 | 7555 | 0 | 358 | 0 | h2_depleted
1 | 0.732 | 0.192 | 0.54 | 70 | 133.1 | 70.4 | 1764.8 | 58.8208 | 0 | 0 | 191746 | 69.95 | 100 | 11271 | 82946 | 28826 | 40836 | 79630 | 16688 | 260197 | 1.5333 | 8760 | 8760 | 8760 | 8760 | 1 | 1 | 0
1 | 0.737 | 0.19331 | 0.54369 | 60 | 98.4 | 70.4 | 93 | 3.0997 | 8388 | 125 | 257301 | 59.95 | 95.06 | 11348 | 83512 | 28826 | 30208 | 4196 | 16688 | 174903 | 1.0307 | 65 | 3306.7301 | 335.7 | 7539 | 0 | 358 | 18 | h2_depleted
1 | 0.737 | 0.19331 | 0.54369 | 70 | 139.9 | 70.4 | 1841.1 | 61.3639 | 0 | 0 | 193056 | 69.95 | 100 | 11348 | 83512 | 28826 | 42938 | 83071 | 16688 | 266385 | 1.5698 | 8760 | 8760 | 8760 | 8760 | 1 | 1 | 0
1 | 0.742 | 0.19462 | 0.54738 | 60 | 100.2 | 70.4 | 102.6 | 3.4197 | 8250 | 123 | 259046 | 59.95 | 95.14 | 11425 | 84079 | 28826 | 30764 | 4628 | 16688 | 176533 | 1.0403 | 72 | 3327.4541 | 358.9 | 7559 | 0 | 358 | 0 | h2_depleted
1 | 0.747 | 0.19593 | 0.55107 | 60 | 102.1 | 70.4 | 113.7 | 3.7896 | 8099 | 120 | 260792 | 59.95 | 95.23 | 11502 | 84645 | 28826 | 31331 | 5132 | 16688 | 178245 | 1.0504 | 78 | 3906.4247 | 426.4 | 8263 | 0 | 358 | 0 | h2_depleted
1 | 0.752 | 0.19725 | 0.55475 | 60 | 106.5 | 70.4 | 112 | 3.733 | 8061 | 119 | 262537 | 59.95 | 95.25 | 11579 | 85212 | 28826 | 32677 | 5054 | 16688 | 180156 | 1.0616 | 77 | 3911.3623 | 432.4 | 8263 | 0 | 358 | 0 | h2_depleted
1 | 0.757 | 0.19856 | 0.55844 | 60 | 108.7 | 70.4 | 129 | 4.2996 | 7858 | 116 | 264283 | 59.95 | 95.37 | 11656 | 85779 | 28826 | 33349 | 5822 | 16688 | 182236 | 1.0739 | 87 | 4108.0932 | 592.4 | 8471 | 0 | 357 | 18 | h2_depleted
1 | 0.762 | 0.19987 | 0.56213 | 60 | 113.7 | 70.4 | 128.6 | 4.2862 | 7809 | 115 | 266029 | 59.95 | 95.4 | 11733 | 86345 | 28826 | 34896 | 5803 | 16688 | 184407 | 1.0867 | 86 | 4109.5068 | 593.4 | 8472 | 0 | 357 | 18 | h2_depleted
1 | 0.767 | 0.20118 | 0.56582 | 60 | 118.1 | 70.4 | 136.8 | 4.5595 | 7684 | 113 | 267774 | 59.95 | 95.47 | 11810 | 86912 | 28826 | 36259 | 6174 | 16688 | 186782 | 1.1007 | 92 | 4143.8308 | 629.4 | 8508 | 0 | 357 | 18 | h2_depleted
1 | 0.772 | 0.20249 | 0.56951 | 60 | 122.1 | 70.4 | 149.1 | 4.9695 | 7524 | 110 | 269520 | 59.95 | 95.57 | 11887 | 87478 | 28826 | 37482 | 6728 | 16688 | 189200 | 1.1149 | 99 | 4164.4979 | 650.4 | 8529 | 0 | 358 | 6 | h2_depleted
1 | 0.777 | 0.2038 | 0.5732 | 60 | 126.2 | 70.4 | 163.2 | 5.4395 | 7350 | 107 | 271265 | 59.95 | 95.67 | 11964 | 88045 | 28826 | 38735 | 7365 | 16688 | 191730 | 1.1298 | 107 | 4183.7712 | 669.4 | 8548 | 0 | 359 | 0 | h2_depleted
1 | 0.782 | 0.20511 | 0.57689 | 60 | 130.7 | 70.4 | 192.8 | 6.426 | 7040 | 102 | 273011 | 59.95 | 95.85 | 12041 | 88611 | 28826 | 40111 | 8700 | 16688 | 195080 | 1.1496 | 125 | 4224.3144 | 710.4 | 8589 | 0 | 359 | 0 | h2_depleted
1 | 0.787 | 0.20643 | 0.58057 | 60 | 134.9 | 70.4 | 225.8 | 7.5259 | 6686 | 96 | 274756 | 59.95 | 96.06 | 12118 | 89178 | 28826 | 41398 | 10188 | 16688 | 198492 | 1.1697 | 146 | 4354.6747 | 848.4 | 8727 | 0 | 358 | 0 | h2_depleted
1 | 0.792 | 0.20774 | 0.58426 | 60 | 139.1 | 70.4 | 258.8 | 8.6258 | 6347 | 90 | 276502 | 59.95 | 96.26 | 12195 | 89745 | 28826 | 42704 | 11676 | 16688 | 201924 | 1.1899 | 166 | 4395.2288 | 889.4 | 8760 | 0.0013699 | 359 | 0 | h2_depleted
1 | 0.797 | 0.20905 | 0.58795 | 60 | 143.8 | 70.4 | 309 | 10.299 | 5855 | 82 | 278248 | 59.95 | 96.55 | 12272 | 90311 | 28826 | 44132 | 13943 | 16688 | 206254 | 1.2154 | 196 | 4457.3123 | 952.4 | 8760 | 0.0082192 | 357 | 18 | h2_depleted
1 | 0.802 | 0.21036 | 0.59164 | 60 | 143.2 | 70.4 | 416.2 | 13.8719 | 4868 | 66 | 279993 | 59.95 | 97.13 | 12349 | 90878 | 28826 | 43963 | 18777 | 16688 | 211548 | 1.2466 | 412 | 4753.3719 | 1259.4 | 8760 | 0.043836 | 348 | 18 | h2_depleted
1 | 0.807 | 0.21167 | 0.59533 | 60 | 142.7 | 70.4 | 523.3 | 17.4416 | 3871 | 50 | 281739 | 59.95 | 97.72 | 12426 | 91444 | 28826 | 43795 | 23612 | 16688 | 216842 | 1.2778 | 766 | 8727.5945 | 8760 | 8760 | 0.99589 | 334 | 0 | h2_depleted
1 | 0.812 | 0.21298 | 0.59902 | 60 | 142.2 | 70.4 | 630.4 | 21.0112 | 2878 | 34 | 283484 | 59.95 | 98.3 | 12503 | 92011 | 28826 | 43630 | 28446 | 16688 | 222139 | 1.309 | 8760 | 8760 | 8760 | 8760 | 1 | 1 | 0
1 | 0.817 | 0.2143 | 0.6027 | 60 | 141.6 | 70.4 | 737.6 | 24.5842 | 1888 | 20 | 285230 | 59.95 | 98.89 | 12580 | 92577 | 28826 | 43464 | 33281 | 16688 | 227437 | 1.3402 | 8760 | 8760 | 8760 | 8760 | 1 | 1 | 0
1 | 0.822 | 0.21561 | 0.60639 | 60 | 141.1 | 70.4 | 844.7 | 28.1539 | 896 | 8 | 286976 | 59.95 | 99.47 | 12657 | 93144 | 28826 | 43301 | 38115 | 16688 | 232740 | 1.3715 | 8760 | 8760 | 8760 | 8760 | 1 | 1 | 0
1 | 0.827 | 0.21692 | 0.61008 | 60 | 140.6 | 70.4 | 951.9 | 31.7268 | 0 | 0 | 288721 | 59.95 | 100 | 12734 | 93710 | 28826 | 43140 | 42950 | 16688 | 238049 | 1.4028 | 8760 | 8760 | 8760 | 8760 | 1 | 1 | 0
1 | 0.832 | 0.21823 | 0.61377 | 60 | 140 | 70.4 | 1059 | 35.2965 | 0 | 0 | 290467 | 59.95 | 100 | 12811 | 94277 | 28826 | 42980 | 47784 | 16688 | 243367 | 1.4341 | 8760 | 8760 | 8760 | 8760 | 1 | 1 | 0
1 | 0.837 | 0.21954 | 0.61746 | 60 | 139.5 | 70.4 | 1166.2 | 38.8694 | 0 | 0 | 292212 | 59.95 | 100 | 12888 | 94844 | 28826 | 42820 | 52619 | 16688 | 248685 | 1.4655 | 8760 | 8760 | 8760 | 8760 | 1 | 1 | 0
1 | 0.842 | 0.22085 | 0.62115 | 60 | 139 | 70.4 | 1273.3 | 42.4391 | 0 | 0 | 293958 | 59.95 | 100 | 12965 | 95410 | 28826 | 42660 | 57453 | 16688 | 254004 | 1.4968 | 8760 | 8760 | 8760 | 8760 | 1 | 1 | 0
1 | 0.847 | 0.22216 | 0.62484 | 60 | 138.5 | 70.4 | 1380.5 | 46.0121 | 0 | 0 | 295704 | 59.95 | 100 | 13042 | 95977 | 28826 | 42501 | 62288 | 16688 | 259323 | 1.5281 | 8760 | 8760 | 8760 | 8760 | 1 | 1 | 0
1 | 0.852 | 0.22348 | 0.62852 | 60 | 138 | 70.4 | 1487.6 | 49.5817 | 0 | 0 | 297449 | 59.95 | 100 | 13119 | 96543 | 28826 | 42347 | 67122 | 16688 | 264646 | 1.5595 | 8760 | 8760 | 8760 | 8760 | 1 | 1 | 0
1 | 0.857 | 0.22479 | 0.63221 | 60 | 137.5 | 70.4 | 1594.7 | 53.1514 | 0 | 0 | 299195 | 59.95 | 100 | 13196 | 97110 | 28826 | 42194 | 71957 | 16688 | 269972 | 1.5909 | 8760 | 8760 | 8760 | 8760 | 1 | 1 | 0
1 | 0.862 | 0.2261 | 0.6359 | 60 | 137 | 70.4 | 1701.9 | 56.7243 | 0 | 0 | 300940 | 59.95 | 100 | 13273 | 97676 | 28826 | 42045 | 76791 | 16688 | 275300 | 1.6223 | 8760 | 8760 | 8760 | 8760 | 1 | 1 | 0